## Cover Page
AER Rule | Field Name | Value(s)
1 | Constrained connection point ID | R004 Millmerran Switchyard
2 | Constraint primary driver | Asset condition
3 | Constraint investment type | Asset renewal
4 | Constrained connection point latitude (decimal degrees) | -27.9653
| Constrained connection point longitude (decimal degrees) | 151.2736
5 | Effect on residential customers
| Annual Energy | Not available
| Maximum Demand | Not available
6, 7 | Effect on industrial and commercial customers
| Annual Energy | Not available
| Maximum Demand | Not available
8 | Load profile (maximum day, MVA)
50% PoE
Load profile (minimum day, MVA)
Minimum demand data (MVA)
| Max. demand, maximum demand day (MVA) | Year 0 (FY 2020) | Year 1 (FY 2021) | Year 2 (FY 2022) | Year 3 (FY 2023) | Year 4 (FY 2024) | Year 5 (FY 2025) | Year 6 (FY 2026) | Year 7 (FY 2027) | Year 8 (FY 2028) | Year 9 (FY 2029) | Year 10 (FY 2030)
| 10% PoE | 842.6 | 837.4 | 868.5 | 840.7 | 839.1 | 937.2 | 927.2 | 930.6 | 939.5 | 957 | 943.3
| 50% PoE | 805 | 799.4 | 806.6 | 801.5 | 803.2 | 905.3 | 915.8 | 918.1 | 928.8 | 935.6 | 942.5
9 | Max. demand, minimum demand day (MW) | Year 0 (FY 2020) | Year 1 (FY 2021) | Year 2 (FY 2022) | Year 3 (FY 2023) | Year 4 (FY 2024) | Year 5 (FY 2025) | Year 6 (FY 2026) | Year 7 (FY 2027) | Year 8 (FY 2028) | Year 9 (FY 2029) | Year 10 (FY 2030)
| Maximum demand data | 190.7 | 184.9 | 184.8 | 181.9 | 183.9 | 254.9 | 257.4 | 259.7 | 260.2 | 260.9 | 261.5
10 | Load profile (maximum day, MW)
Load profile 50%
| Max. demand, maximum demand day (MW) | Year 0 (FY 2020) | Year 1 (FY 2021) | Year 2 (FY 2022) | Year 3 (FY 2023) | Year 4 (FY 2024) | Year 5 (FY 2025) | Year 6 (FY 2026) | Year 7 (FY 2027) | Year 8 (FY 2028) | Year 9 (FY 2029) | Year 10 (FY 2030)
| 10% PoE | 842.1 | 833.6 | 864.6 | 836.6 | 835.3 | 938.6 | 927.4 | 931 | 935.7 | 953.2 | 941.7
| 50% PoE | 804.4 | 798.7 | 805.8 | 800.6 | 802.4 | 903.8 | 913.9 | 916.2 | 926.4 | 932.8 | 939.3
11 | Load profile (minimum day, MW)
Minimum demand data (MW)
| Min. demand, minimum demand day (MW) | Year 0 (FY 2020) | Year 1 (FY 2021) | Year 2 (FY 2022) | Year 3 (FY 2023) | Year 4 (FY 2024) | Year 5 (FY 2025) | Year 6 (FY 2026) | Year 7 (FY 2027) | Year 8 (FY 2028) | Year 9 (FY 2029) | Year 10 (FY 2030)
| Mininum demand data | -400.5 | -450.6 | -459.5 | -477.6 | -487 | -453.9 | -470.2 | -491.3 | -507.4 | -513.5 | -527.6
12 | Voltage level (kV) | 330
13 | Maximum load at risk per year | Year 0 (FY 2020) | Year 1 (FY 2021) | Year 2 (FY 2022) | Year 3 (FY 2023) | Year 4 (FY 2024) | Year 5 (FY 2025) | Year 6 (FY 2026) | Year 7 (FY 2027) | Year 8 (FY 2028) | Year 9 (FY 2029) | Year 10 (FY 2030)
| Load at risk (MW, peak) | 0 | 0 | 0 | 0 | 0 | 0 | 0 | 19 | 21 | 22 | 24
| Load at risk (MVA, peak) | 0 | 0 | 0 | 0 | 0 | 0 | 0 | 20 | 22 | 23 | 25
14 | Load duration curve
15 | Preferred investment | Millmerran 330kV AIS secondary systems replacement
16 |  | Year 0 (FY 2020) | Year 1 (FY 2021) | Year 2 (FY 2022) | Year 3 (FY 2023) | Year 4 (FY 2024) | Year 5 (FY 2025) | Year 6 (FY 2026) | Year 7 (FY 2027) | Year 8 (FY 2028) | Year 9 (FY 2029) | Year 10 (FY 2030)
| Capital cost ($m, nominal) | 0 | 0 | 0 | 0 | 0 | 0 | 0 | 5 | 0 | 0 | 0
17 |  | Year 0 (FY 2020) | Year 1 (FY 2021) | Year 2 (FY 2022) | Year 3 (FY 2023) | Year 4 (FY 2024) | Year 5 (FY 2025) | Year 6 (FY 2026) | Year 7 (FY 2027) | Year 8 (FY 2028) | Year 9 (FY 2029) | Year 10 (FY 2030)
| Operating cost ($m, nominal) | 0 | 0 | 0 | 0 | 0 | 0 | 0 | 0 | 0.1 | 0.1 | 0.1
18 | Preferred investment cost accuracy | 0.3
19 | Preferred investment proposed timing | 2027-06-30
20 | Demand reduction to defer the investment by 1 year | 0
21 |  | Year 0 (FY 2020) | Year 1 (FY 2021) | Year 2 (FY 2022) | Year 3 (FY 2023) | Year 4 (FY 2024) | Year 5 (FY 2025) | Year 6 (FY 2026) | Year 7 (FY 2027) | Year 8 (FY 2028) | Year 9 (FY 2029) | Year 10 (FY 2030)
| Annual deferral value ($m, nominal) | 0 | 0 | 0 | 0 | 0 | 0 | 0 | 0 | 0 | 0 | 0
22 |  | Year 0 (FY 2020) | Year 1 (FY 2021) | Year 2 (FY 2022) | Year 3 (FY 2023) | Year 4 (FY 2024) | Year 5 (FY 2025) | Year 6 (FY 2026) | Year 7 (FY 2027) | Year 8 (FY 2028) | Year 9 (FY 2029) | Year 10 (FY 2030)
| Load transfer capacity (MVA) | 0 | 0 | 0 | 0 | 0 | 0 | 0 | 0 | 0 | 0 | 0
23 | Historic load trace
24 | Historic ratings
25 | Limitation asset | Feeders
26 | Unplanned outages
27 | Maximum fault level (kA) | 19.9
28 |  | Year 0 (FY 2020) | Year 1 (FY 2021) | Year 2 (FY 2022) | Year 3 (FY 2023) | Year 4 (FY 2024) | Year 5 (FY 2025) | Year 6 (FY 2026) | Year 7 (FY 2027) | Year 8 (FY 2028) | Year 9 (FY 2029) | Year 10 (FY 2030)
| Economic cost ($m) | 0 | 0 | 0 | 0 | 0 | 0 | 0 | -201.3297 | -200.8532 | -200.337 | -200.337
29 | VCR ($m/MWh) | 0.03971
30 |  | Year 0 (FY 2020) | Year 1 (FY 2021) | Year 2 (FY 2022) | Year 3 (FY 2023) | Year 4 (FY 2024) | Year 5 (FY 2025) | Year 6 (FY 2026) | Year 7 (FY 2027) | Year 8 (FY 2028) | Year 9 (FY 2029) | Year 10 (FY 2030)
| Annual unserved energy (MWh) | 0 | 0 | 0 | 0 | 0 | 0 | 0 | -5070 | -5058 | -5045 | -5045

## 8. Load profile max (50% PoE)
| Year 0 (FY 2020) | Year 1 (FY 2021) | Year 2 (FY 2022) | Year 3 (FY 2023) | Year 4 (FY 2024) | Year 5 (FY 2025) | Year 6 (FY 2026) | Year 7 (FY 2027) | Year 8 (FY 2028) | Year 9 (FY 2029) | Year 10 (FY 2030)
Time | Forecast Demand (MVA) | Forecast Demand (MVA) | Forecast Demand (MVA) | Forecast Demand (MVA) | Forecast Demand (MVA) | Forecast Demand (MVA) | Forecast Demand (MVA) | Forecast Demand (MVA) | Forecast Demand (MVA) | Forecast Demand (MVA) | Forecast Demand (MVA)
0:00 | 424.6 | 438 | 333.3 | 413.9 | 436.3 | 495.1 | 494.6 | 487.7 | 487.5 | 484.6 | 481.6
0:30 | 378.7 | 391.1 | 394.6 | 391.3 | 389.3 | 449.9 | 448.5 | 439.6 | 439.2 | 435.9 | 432.6
1:00 | 347.7 | 360.2 | 364.1 | 360.5 | 358.7 | 413.7 | 411.6 | 403.3 | 403.1 | 400 | 396.8
1:30 | 334.8 | 347.2 | 348.4 | 360.5 | 345.9 | 390.6 | 388.5 | 382.5 | 381.6 | 379.6 | 377.6
2:00 | 317.4 | 323.8 | 322.1 | 320.4 | 322.2 | 371.4 | 370.6 | 361.7 | 360.9 | 358.7 | 356.5
2:30 | 232.4 | 247 | 250.9 | 246.8 | 245.2 | 380.2 | 380.2 | 383.9 | 383.4 | 382.4 | 381.4
3:00 | 356.1 | 279.1 | 350.8 | 349.5 | 277.3 | 319.2 | 317 | 401.9 | 401.2 | 401.9 | 402.7
3:30 | 264.9 | 341.1 | 339.3 | 338 | 339.6 | 385.9 | 386.2 | 307.9 | 307.3 | 305.2 | 303.2
4:00 | 296.9 | 370.3 | 368.4 | 367.1 | 368.9 | 416.4 | 416.6 | 339.6 | 339.9 | 337.9 | 335.9
4:30 | 296.4 | 369.2 | 367.4 | 366.3 | 367.8 | 415.1 | 415.6 | 339.7 | 340 | 338.1 | 336.2
5:00 | 304.7 | 379 | 377 | 376 | 377.5 | 425.2 | 425.5 | 349.3 | 348.8 | 347.1 | 345.4
5:30 | 290.3 | 360.9 | 359 | 357.6 | 359.4 | 407.9 | 408.7 | 335.8 | 335.8 | 334.3 | 332.8
6:00 | 311.5 | 227.5 | 231.8 | 227.7 | 226.2 | 274.1 | 272.2 | 363.2 | 363.6 | 364.9 | 366.1
6:30 | 330.2 | 234.9 | 240.5 | 236.1 | 234.8 | 387.7 | 388.1 | 283.3 | 285 | 392.9 | 394.3
7:00 | 324 | 331.1 | 334.5 | 330.4 | 325.3 | 384.9 | 378.9 | 370.6 | 368.5 | 362.9 | 357.3
7:30 | 290.4 | 291 | 294 | 284 | 273.8 | 329 | 319.3 | 304.1 | 296 | 291.8 | 287.7
8:00 | 183 | 174.9 | 172.9 | 156.3 | 144.3 | 191.4 | 178.6 | 158.5 | 147.6 | 134.4 | 122.3
8:30 | 60.5 | 41.2 | 34.8 | -54 | -50.4 | 58.5 | 57.6 | 53 | 52.3 | 48.3 | 44.6
9:00 | 46.9 | 47.4 | 46.7 | -53.5 | -54.3 | 56.5 | 53.4 | 53 | 45.1 | 46.3 | 47.6
9:30 | 68.5 | 36 | -54.3 | -49.4 | -56.4 | 52.1 | 50.6 | 47.5 | 42.4 | -44.4 | 46.6
10:00 | 94 | 55.8 | 37.6 | -49.4 | -54.5 | 54.2 | 51 | 47.2 | 45.1 | -55.4 | 68.2
10:30 | 121.7 | 71.8 | 42.3 | -33 | -45.3 | 50.4 | 45.6 | 46.6 | -43.7 | -52.5 | -63
11:00 | 153.3 | 95.9 | 69.6 | 40 | -52.9 | 48.8 | 36.8 | -41.3 | -48.6 | -54.9 | -62
11:30 | 201.7 | 140.6 | 107.4 | 60.8 | 39 | 43.7 | -38.1 | -46.7 | -50.5 | -60.6 | -72.9
12:00 | 254.8 | 140.6 | 160.8 | 104.8 | 59.9 | 76.7 | 51.4 | 39.8 | -44.9 | -51.7 | -59.5
12:30 | 332.5 | 274.9 | 241.1 | 189.4 | 149.1 | 153.1 | 85.6 | 129.6 | 127.6 | 128.9 | 130.2
13:00 | 340.7 | 281.2 | 256.2 | 202.5 | 162 | 166.1 | 170.7 | 138.4 | 132.1 | 127.6 | 123.3
13:30 | 339.9 | 292.1 | 260.8 | 216.3 | 170.6 | 176 | 179 | 147.3 | 140.6 | 135.9 | 131.4
14:00 | 357.5 | 305.4 | 275.6 | 230.1 | 184.3 | 195.1 | 190.6 | 154.3 | 151.3 | 142.3 | 133.8
14:30 | 390 | 344.1 | 319.6 | 274.3 | 232.3 | 249.8 | 194.9 | 183.6 | 160.8 | 157.4 | 154
15:00 | 364.4 | 321.5 | 301.8 | 260.6 | 225 | 248.3 | 200.4 | 188.2 | 193.3 | 171.9 | 152.9
15:30 | 414.5 | 375.9 | 361.7 | 319.6 | 286.8 | 315.4 | 277.3 | 218.5 | 219.6 | 191.7 | 167.3
16:00 | 515.7 | 489.6 | 476.2 | 319.6 | 411.8 | 451.8 | 426 | 386.4 | 354.2 | 321 | 290.8
16:30 | 570.9 | 555.3 | 548.1 | 513.7 | 491.3 | 535.8 | 518.9 | 485.2 | 465.6 | 442 | 419.7
17:00 | 670.6 | 668.1 | 667.9 | 639.4 | 626.2 | 682.4 | 676.5 | 652.8 | 646.6 | 632.1 | 618
17:30 | 705.2 | 712.7 | 721.1 | 698 | 687.6 | 752.4 | 756.8 | 746 | 751.4 | 748.7 | 746
18:00 | 805 | 796.3 | 797.4 | 794.2 | 715.9 | 787.3 | 876.9 | 794.4 | 884.5 | 887.7 | 891
18:30 | 793.9 | 799.4 | 806.6 | 801.5 | 803.2 | 905.3 | 915.8 | 918.1 | 928.8 | 935.6 | 942.5
19:00 | 793.2 | 777.1 | 799.3 | 775.1 | 777.6 | 879.3 | 911.7 | 917.3 | 922.1 | 925.5 | 928.9
19:30 | 779.8 | 766.4 | 785.2 | 783.9 | 768.3 | 866.5 | 897.8 | 901 | 905.1 | 907.5 | 910
20:00 | 728 | 717.3 | 734.2 | 716.5 | 719.6 | 814.1 | 823.1 | 824.3 | 854.5 | 856.2 | 857.9
20:30 | 758.6 | 744 | 762.1 | 743.1 | 745.8 | 841.1 | 846.4 | 847.7 | 878.7 | 880.6 | 882.4
21:00 | 755.5 | 751.8 | 753.4 | 752.6 | 753.8 | 831.6 | 836.5 | 837.2 | 843.1 | 868.4 | 894.4
21:30 | 630.8 | 643.5 | 643.1 | 642.8 | 753.8 | 737.2 | 739.1 | 721.9 | 614.6 | 616.9 | 619.3
22:00 | 576.8 | 572.7 | 571.9 | 572.1 | 574.3 | 672.1 | 673.9 | 653.2 | 655.4 | 654.7 | 654.1
22:30 | 534.5 | 532 | 530.9 | 529.7 | 531.7 | 611.1 | 611.8 | 614.5 | 655.4 | 615.2 | 577.5
23:00 | 581.1 | 577 | 575.5 | 575.4 | 577.3 | 646.1 | 647 | 649.6 | 650.5 | 650.3 | 650.1
23:30 | 549.8 | 546.5 | 544.7 | 544.4 | 546.6 | 615 | 615.8 | 618.5 | 619.3 | 619.1 | 618.9

## 8. Load profile min
| Year 0 (FY 2020) | Year 1 (FY 2021) | Year 2 (FY 2022) | Year 3 (FY 2023) | Year 4 (FY 2024) | Year 5 (FY 2025) | Year 6 (FY 2026) | Year 7 (FY 2027) | Year 8 (FY 2028) | Year 9 (FY 2029) | Year 10 (FY 2030)
Time | Forecast Demand (MVA) | Forecast Demand (MVA) | Forecast Demand (MVA) | Forecast Demand (MVA) | Forecast Demand (MVA) | Forecast Demand (MVA) | Forecast Demand (MVA) | Forecast Demand (MVA) | Forecast Demand (MVA) | Forecast Demand (MVA) | Forecast Demand (MVA)
0:00 | -90.3 | -84.2 | -81.7 | -85.8 | -89 | -32.8 | -35 | -33.9 | -38.1 | -38.8 | -39.6
0:30 | 46.3 | 45.1 | 46.9 | 44.4 | 44.7 | 72.2 | 69.8 | 67.4 | 66.4 | 64.7 | 63.1
1:00 | 50 | 53.9 | 54.1 | 52.5 | 50.7 | 92.9 | 90.3 | 87 | 86.8 | 85.7 | 84.6
1:30 | 47.8 | 50.8 | 65.5 | 47.4 | 46.9 | 86.7 | 83.6 | 78.1 | 79 | 77.6 | 76.3
2:00 | 46.1 | 64.8 | 52 | 50.8 | -50.8 | 85.3 | 82.3 | 79.8 | 77.2 | 75 | 72.8
2:30 | -44.7 | -47.9 | -47.9 | -52 | -48.2 | 58.9 | 61.6 | 53.9 | 52.2 | 51.2 | 50.3
3:00 | -54.7 | -57.8 | -56.8 | -59 | -59.4 | 43 | 40.3 | 42.5 | 37 | 36 | 35
3:30 | -94.9 | -96.6 | -94.8 | -97.1 | -98.4 | -49.9 | -47.6 | -44.6 | -47.5 | -46.7 | -46
4:00 | -82.2 | -83.5 | -85.3 | -88.5 | -86.3 | -41.1 | -41.6 | -42 | -39.4 | -43.1 | -47.1
4:30 | -84.9 | -81.1 | -80.7 | -83.6 | -83.9 | -38 | -41.2 | -35.9 | -35.6 | -34.4 | -33.3
5:00 | -45.9 | -49.2 | -49.1 | -50.2 | -49.9 | 68.2 | 59 | 52.3 | 52.6 | 49.2 | 46
5:30 | 44.4 | 50.6 | 52.5 | 52.1 | 53.5 | 87.5 | 85.5 | 82 | 78.3 | 76.5 | 74.8
6:00 | 48.2 | 50.8 | 62.3 | 48.7 | 49.3 | 77.1 | 76.8 | 70.3 | 70.6 | 70.4 | 70.1
6:30 | 49.5 | 56.6 | 57.4 | 55.2 | 54.7 | 97.8 | 93 | 90.4 | 88.4 | 87.4 | 86.3
7:00 | -111.1 | -118.6 | -119.7 | -126.4 | -129.4 | -95.8 | -98.8 | -102.1 | -104.7 | -99.7 | -94.9
7:30 | -274.7 | -287 | -293.4 | -306.1 | -315 | -255.9 | -291.3 | -295 | -292.5 | -291.8 | -291.1
8:00 | -316.4 | -363.6 | -366.7 | -372.5 | -373.7 | -308.6 | -318.3 | -324.8 | -330.6 | -316.2 | -302.4
8:30 | -338.3 | -395.4 | -405.1 | -412.1 | -410.2 | -348.9 | -353.8 | -358.4 | -370.6 | -381.4 | -392.5
9:00 | -355.9 | -411 | -413.9 | -427.4 | -436.4 | -374.4 | -388.4 | -404.1 | -409.4 | -418.6 | -427.9
9:30 | -376.7 | -435.7 | -437.1 | -450.5 | -461.9 | -401.6 | -417.7 | -452.1 | -440.3 | -451.4 | -462.8
10:00 | -386.9 | -439.6 | -437.1 | -468.6 | -457.9 | -441.8 | -457.9 | -457.1 | -460.3 | -479.5 | -499.4
10:30 | -393.5 | -448.7 | -464.4 | -477.9 | -468.1 | -458.1 | -451.7 | -462.1 | -480.9 | -499.2 | -518.1
11:00 | -394.2 | -444.7 | -456.8 | -468 | -480.6 | -454.9 | -458.2 | -476.5 | -498 | -511.4 | -525.1
11:30 | -399.9 | -440.5 | -457.3 | -469.2 | -478.6 | -451.8 | -462 | -475.1 | -501 | -514.4 | -528.2
12:00 | -393.7 | -443 | -456.1 | -467.5 | -481.7 | -450.1 | -461.2 | -480.8 | -504.7 | -513.4 | -522.2
12:30 | -400.9 | -451.3 | -460.2 | -478.2 | -487.6 | -455.1 | -488.6 | -492 | -507.7 | -504.4 | -501.1
13:00 | -395.1 | -446.9 | -456 | -471.8 | -485.2 | -450 | -471 | -486.9 | -501 | -501.4 | -501.7
13:30 | -387.5 | -439.5 | -450.3 | -461.6 | -480.1 | -443.7 | -453.4 | -472.3 | -493.6 | -504.4 | -515.4
14:00 | -387.6 | -431 | -433.4 | -452.3 | -462 | -428.6 | -463.5 | -454.5 | -465.6 | -484 | -503
14:30 | -375.7 | -438.3 | -439.4 | -453.4 | -448.8 | -409.5 | -427 | -438.7 | -444.9 | -462.1 | -479.8
15:00 | -350.7 | -418.8 | -430.3 | -433.7 | -437.3 | -381 | -392.7 | -409.6 | -424.2 | -432 | -439.9
15:30 | -325.8 | -392.9 | -402.8 | -405.6 | -404.2 | -364.3 | -353 | -365.4 | -382.1 | -392.9 | -404
16:00 | -296.5 | -358 | -364.1 | -374.7 | -381.1 | -326.7 | -338.2 | -348.4 | -338 | -342.6 | -347.3
16:30 | -287.6 | -327.7 | -330.5 | -334.8 | -335.2 | -271.9 | -280.3 | -282.2 | -285.3 | -288 | -290.8
17:00 | -245 | -305.8 | -306.1 | -306.1 | -303.4 | -237.5 | -239.4 | -240.5 | -240.6 | -241 | -241.4
17:30 | -87.7 | -109.4 | -110 | -121.3 | -124.5 | -85.3 | -84 | -90.6 | -92.7 | -94 | -95.4
18:00 | 128.2 | 123.7 | 122.4 | 121.1 | 122.6 | 188.4 | 187.1 | 182.9 | 182.5 | 182.4 | 182.2
18:30 | 178.3 | 173.9 | 174.1 | 171.2 | 172.3 | 240.9 | 242.1 | 244.2 | 244.8 | 245.7 | 246.5
19:00 | 195.6 | 190.7 | 190.7 | 187.8 | 189.1 | 257.5 | 259.6 | 262.2 | 262.7 | 263.4 | 264.2
19:30 | 128.9 | 124.6 | 124.9 | 122.1 | 121.5 | 188.9 | 191.1 | 193.8 | 194.3 | 195 | 195.6
20:00 | 90.1 | 85.4 | 85.9 | 82.9 | 83 | 147.5 | 149.6 | 154.1 | 154.6 | 155.2 | 155.8
20:30 | 78 | 76.1 | 76.2 | 72.9 | 72.5 | 136.4 | 137.2 | 139.6 | 140 | 140.5 | 141.1
21:00 | 78.3 | 75.2 | 74.7 | 72 | 73 | 133.4 | 134.1 | 136.6 | 136.8 | 137.3 | 137.9
21:30 | 57.5 | 57.3 | 58.3 | 57.5 | 55.3 | 108.7 | 109.9 | 114.4 | 115.3 | 116.5 | 117.7
22:00 | 54.9 | 54 | 55 | 52.5 | 52 | 105.8 | 105.2 | 106.3 | 105.1 | 103.6 | 102.1
22:30 | 46.7 | 45 | 44.7 | 44.3 | 43.4 | 94.4 | 93.9 | 91.4 | 90.3 | 89 | 87.6
23:00 | 83.5 | 84.3 | 84.3 | 81.3 | 82.2 | 140.5 | 139.6 | 139.2 | 139.3 | 138.7 | 138.2
23:30 | -39.8 | -36.8 | -36.4 | -38.2 | -37.8 | 68.8 | 68.1 | 67.1 | 67.1 | 66.9 | 66.8

## 10. Load profile (50% PoE)
| Year 0 (FY 2020) | Year 1 (FY 2021) | Year 2 (FY 2022) | Year 3 (FY 2023) | Year 4 (FY 2024) | Year 5 (FY 2025) | Year 6 (FY 2026) | Year 7 (FY 2027) | Year 8 (FY 2028) | Year 9 (FY 2029) | Year 10 (FY 2030)
Time | Forecast Demand (MW) | Forecast Demand (MW) | Forecast Demand (MW) | Forecast Demand (MW) | Forecast Demand (MW) | Forecast Demand (MW) | Forecast Demand (MW) | Forecast Demand (MW) | Forecast Demand (MW) | Forecast Demand (MW) | Forecast Demand (MW)
0:00 | 424.3 | 437.5 | 332.3 | 413.8 | 435 | 494.6 | 493.8 | 487 | 487.1 | 484.1 | 481
0:30 | 377.7 | 389.8 | 393.4 | 390.2 | 388.3 | 448.3 | 446.7 | 438.2 | 438 | 434.7 | 431.4
1:00 | 346.8 | 359.1 | 362.9 | 359.4 | 357.7 | 412.1 | 410.1 | 402.1 | 401.9 | 398.8 | 395.8
1:30 | 333.9 | 346.1 | 347.4 | 359.4 | 344.7 | 389.2 | 387 | 381.3 | 380.4 | 378.4 | 376.4
2:00 | 316.7 | 322.7 | 321 | 319.3 | 321.1 | 370 | 369.1 | 360.5 | 359.8 | 357.6 | 355.5
2:30 | 231.6 | 246.1 | 250 | 246.2 | 244.4 | 378.9 | 378.9 | 382.4 | 382.2 | 381.3 | 380.4
3:00 | 354.5 | 278.2 | 349.3 | 348.1 | 276.4 | 318.1 | 315.8 | 400.1 | 399.7 | 400.4 | 401
3:30 | 263.9 | 339.8 | 337.9 | 336.6 | 338.3 | 384.5 | 384.9 | 307.1 | 306.4 | 304.4 | 302.5
4:00 | 295.8 | 368.5 | 366.5 | 365.3 | 367 | 414.6 | 414.9 | 338.7 | 338.8 | 336.8 | 334.9
4:30 | 295.4 | 367.5 | 365.6 | 364.4 | 366 | 413.5 | 413.9 | 338.8 | 339 | 337.1 | 335.3
5:00 | 303.7 | 377.3 | 375.4 | 374.3 | 375.9 | 423.5 | 423.8 | 348.3 | 347.8 | 346.1 | 344.5
5:30 | 289.6 | 359.7 | 357.7 | 356.5 | 358.2 | 406.4 | 407.1 | 334.8 | 334.7 | 333.3 | 331.9
6:00 | 310.7 | 226.6 | 230.8 | 226.8 | 225.3 | 273.5 | 271.5 | 362 | 362.6 | 363.8 | 365
6:30 | 329.3 | 234.9 | 240.1 | 235.7 | 234.4 | 387.5 | 387.7 | 283.3 | 285 | 392.6 | 361.1
7:00 | 323.9 | 331.1 | 334.5 | 330.3 | 325.2 | 384.9 | 378.9 | 370.5 | 368.5 | 362.9 | 357.3
7:30 | 290.2 | 290.9 | 293.9 | 283.5 | 273.4 | 328.9 | 319 | 303.9 | 295.7 | 291.5 | 287.4
8:00 | 182.1 | 173.2 | 171.2 | 154.8 | 143 | 190.7 | 178.1 | 155.9 | 145.5 | 132.2 | 120.1
8:30 | 48.6 | 16.9 | 3.4 | -11 | -6.2 | 38.5 | 37.2 | 28.2 | 24.3 | 20 | 16.5
9:00 | 35 | 2.9 | 1.3 | -16.5 | -18.8 | 36.2 | 31.7 | 27.4 | 13.5 | 7.5 | 4.2
9:30 | 57.6 | 10.7 | -9.7 | -9.9 | -25 | 28.3 | 22 | 15.1 | 1.4 | -5.8 | -10.5
10:00 | 90.1 | 39 | 12.2 | -9.9 | -26.2 | 33.6 | 26.6 | 12 | 1.8 | -34 | -25.2
10:30 | 121.1 | 65.5 | 34.6 | -13.6 | -15.8 | 29.4 | 21.7 | 7.3 | -2.6 | -28.5 | -39.9
11:00 | 152.4 | 94.2 | 61.9 | 10.8 | -31.5 | 29.3 | 3.1 | -5.3 | -22.4 | -35 | -54.6
11:30 | 201 | 139.3 | 105.6 | 52.7 | 3.7 | 20.6 | -1.4 | -13.5 | -23 | -40.1 | -70
12:00 | 254.8 | 139.3 | 159.4 | 103.7 | 53.5 | 69.6 | 36.8 | 1.8 | -8.3 | -22.5 | -61.2
12:30 | 329 | 265.6 | 230.7 | 175.4 | 125.3 | 140.3 | 77 | 29.8 | 14.9 | 5.2 | 1.8
13:00 | 335.8 | 273.6 | 243.7 | 188 | 138.9 | 155.8 | 98.1 | 46.4 | 30.8 | 22.1 | 15.9
13:30 | 335.9 | 280.9 | 249.9 | 198.3 | 150.6 | 166.4 | 114.7 | 58.7 | 52.6 | 35.5 | 23.9
14:00 | 353.1 | 297.8 | 265.9 | 215.3 | 168.3 | 187.7 | 134.9 | 75.7 | 78.3 | 52.9 | 35.7
14:30 | 387.4 | 338.1 | 312.2 | 263.6 | 220.1 | 242.9 | 189.7 | 132.7 | 90.6 | 77.5 | 66.3
15:00 | 360.9 | 316.4 | 295.8 | 251.4 | 212.1 | 242.4 | 195.6 | 142.5 | 154.3 | 111.8 | 81
15:30 | 412 | 372.5 | 356.8 | 314.2 | 278.7 | 309.2 | 271.2 | 213.3 | 174.9 | 149.3 | 127.4
16:00 | 515 | 488.5 | 475.1 | 314.2 | 410 | 450.3 | 423.6 | 381.9 | 349.5 | 315.6 | 285
16:30 | 570.5 | 554.8 | 547.6 | 513.1 | 490.6 | 535.6 | 518.8 | 484.1 | 463.9 | 439.3 | 416.1
17:00 | 670.6 | 668 | 667.9 | 639.2 | 626 | 682.3 | 676.5 | 652.7 | 646.5 | 632.1 | 617.9
17:30 | 705.1 | 712.7 | 721.1 | 698 | 687.6 | 752.2 | 756.7 | 745.9 | 751.2 | 748.5 | 745.7
18:00 | 804.4 | 795.6 | 796.7 | 793.6 | 715.9 | 787 | 876.1 | 794 | 883.4 | 886.7 | 890
18:30 | 793.1 | 798.7 | 805.8 | 800.6 | 802.4 | 903.8 | 913.9 | 916.2 | 926.4 | 932.8 | 939.3
19:00 | 792.5 | 776.5 | 798.5 | 774.4 | 776.9 | 878 | 909.9 | 914.7 | 919.5 | 922.9 | 926.3
19:30 | 779.2 | 765.8 | 784.4 | 783.1 | 767.7 | 865.3 | 896.2 | 899.3 | 903.4 | 905.9 | 908.4
20:00 | 726.2 | 715.3 | 732.2 | 714.4 | 717.6 | 811.7 | 819.4 | 820.5 | 850.5 | 852.4 | 854.3
20:30 | 754.6 | 740.4 | 759.8 | 739.5 | 742.2 | 838.2 | 843.7 | 845 | 875.9 | 877.7 | 879.6
21:00 | 751.5 | 747.7 | 749.3 | 748.6 | 749.8 | 828.7 | 833.6 | 834.5 | 840.3 | 865.4 | 891.2
21:30 | 627.8 | 640.4 | 640.3 | 640.2 | 749.8 | 733.7 | 735.7 | 717.7 | 610.6 | 613 | 615.3
22:00 | 575.5 | 571.4 | 570.6 | 570.6 | 572.9 | 669 | 670.9 | 650.3 | 652.1 | 651.8 | 651.5
22:30 | 534 | 531 | 529.8 | 529.3 | 531.3 | 610.1 | 610.9 | 613.6 | 652.1 | 614.3 | 578.7
23:00 | 580.4 | 576.3 | 574.8 | 574.7 | 576.6 | 645.2 | 646.1 | 648.7 | 649.7 | 649.5 | 649.3
23:30 | 549 | 545.8 | 544 | 543.7 | 545.8 | 614 | 614.9 | 617.6 | 618.4 | 618.2 | 618

## 11. Load profile min
| Year 0 (FY 2020) | Year 1 (FY 2021) | Year 2 (FY 2022) | Year 3 (FY 2023) | Year 4 (FY 2024) | Year 5 (FY 2025) | Year 6 (FY 2026) | Year 7 (FY 2027) | Year 8 (FY 2028) | Year 9 (FY 2029) | Year 10 (FY 2030)
Time | Forecast Demand (MW) | Forecast Demand (MW) | Forecast Demand (MW) | Forecast Demand (MW) | Forecast Demand (MW) | Forecast Demand (MW) | Forecast Demand (MW) | Forecast Demand (MW) | Forecast Demand (MW) | Forecast Demand (MW) | Forecast Demand (MW)
0:00 | -84.1 | -78.8 | -76 | -80.6 | -84.3 | -18.7 | -22.2 | -24.8 | -25.4 | -26.9 | -28.5
0:30 | 2 | 7.5 | 9.6 | 5.4 | 1.8 | 62.3 | 58.7 | 57.3 | 56.2 | 54.8 | 53.4
1:00 | 22.3 | 29.6 | 31.6 | 28 | 24.2 | 83.2 | 79.8 | 76.3 | 75.6 | 74.2 | 72.8
1:30 | 15.4 | 22.7 | 21.1 | 20.6 | 17.4 | 76.7 | 72.9 | 66.5 | 67.4 | 66.3 | 65.3
2:00 | 15 | 18.1 | 18.2 | 15.3 | -36.1 | 76 | 72.2 | 67.2 | 66.5 | 64.9 | 63.3
2:30 | -14.2 | -11.2 | -10.8 | -13.6 | -14.1 | 46.4 | 44.7 | 40.7 | 39.3 | 38.1 | 36.9
3:00 | -39.2 | -32.4 | -32.4 | -35.4 | -35.8 | 25.4 | 21.6 | 16.9 | 15.5 | 13.9 | 12.4
3:30 | -89.9 | -87 | -87 | -90 | -90 | -29.3 | -30.1 | -32.9 | -34.3 | -35.8 | -37.3
4:00 | -77.1 | -73.8 | -73.5 | -76.5 | -76.8 | -16.1 | -16.9 | -20.9 | -22 | -23.9 | -26
4:30 | -72.9 | -70.8 | -70.6 | -73.7 | -74 | -13.2 | -14.2 | -15.9 | -17.1 | -18.9 | -20.9
5:00 | -20 | -17.7 | -17.6 | -20.6 | -20.7 | 40.1 | 39.4 | 37.3 | 36 | 34.4 | 32.9
5:30 | 13.8 | 16.3 | 16.1 | 13.2 | 13.2 | 74 | 73.4 | 68.5 | 67.7 | 66.6 | 65.6
6:00 | 3.5 | 10.4 | 10.5 | 7.5 | 7.5 | 66.7 | 65.7 | 58.8 | 58 | 57.3 | 56.7
6:30 | 22.3 | 27.8 | 28 | 25.1 | 25 | 86.1 | 84.3 | 79 | 78.7 | 78.7 | 78.8
7:00 | -103.6 | -105 | -106.4 | -114.3 | -118.2 | -54.5 | -62.1 | -68.2 | -73.3 | -78 | -83
7:30 | -271.1 | -281.7 | -288.8 | -302.4 | -312.1 | -254.7 | -264.9 | -270.6 | -268.6 | -267.4 | -266.1
8:00 | -315.8 | -341.5 | -345.3 | -350.3 | -351.5 | -286.7 | -294.1 | -301 | -308.1 | -315 | -322.1
8:30 | -337.6 | -374.4 | -383.9 | -391.6 | -390.4 | -348.2 | -352.3 | -357.3 | -369.7 | -380 | -390.6
9:00 | -355.1 | -390 | -394.2 | -409.1 | -418.7 | -373.5 | -387.1 | -403.2 | -408.1 | -417.7 | -427.4
9:30 | -375.9 | -416.8 | -419.6 | -433.2 | -445.2 | -400.5 | -416.9 | -433.7 | -439.5 | -450.1 | -461
10:00 | -386.5 | -422.2 | -419.6 | -452.8 | -457.3 | -425.3 | -440.2 | -444.7 | -459.1 | -478.4 | -498.5
10:30 | -393 | -431.3 | -447.8 | -462.6 | -467.6 | -440.9 | -450 | -455.8 | -479.3 | -498.1 | -517.7
11:00 | -393.8 | -443.9 | -456.2 | -467.5 | -480 | -445.8 | -457.6 | -475.4 | -496.9 | -510.6 | -524.7
11:30 | -399.7 | -439.7 | -456.6 | -468.6 | -478.2 | -450.6 | -461 | -474.4 | -499.9 | -513.5 | -527.6
12:00 | -393.5 | -442.3 | -455.4 | -466.9 | -481.3 | -448.3 | -460.1 | -479.8 | -504.7 | -512.8 | -521.2
12:30 | -400.5 | -450.6 | -459.5 | -477.6 | -487 | -453.9 | -470.2 | -491.3 | -507.4 | -504.1 | -500.7
13:00 | -394.7 | -446.2 | -455.3 | -471.2 | -484.6 | -448.9 | -461.3 | -486.2 | -500.3 | -500.3 | -500.2
13:30 | -387.1 | -438.7 | -449.6 | -461 | -479.5 | -442.4 | -452.5 | -471.5 | -492.7 | -503.5 | -514.6
14:00 | -387.3 | -430.2 | -432.6 | -451.8 | -461.4 | -427.2 | -444 | -453.3 | -464.6 | -483 | -502.1
14:30 | -375.2 | -420.1 | -422.1 | -437.1 | -448.2 | -408.5 | -426.1 | -437.8 | -443.8 | -461 | -478.8
15:00 | -350.2 | -399.4 | -412.3 | -415.6 | -420.2 | -380.2 | -391.7 | -408.9 | -423.1 | -431.2 | -439.5
15:30 | -325.1 | -370.6 | -381.6 | -384.9 | -384.5 | -345.8 | -352.2 | -364.4 | -381.5 | -392.2 | -403.3
16:00 | -296 | -334 | -340.8 | -352 | -359.7 | -304.5 | -314.2 | -325.6 | -337.3 | -342 | -346.7
16:30 | -264.4 | -302.4 | -305.7 | -310.4 | -310.1 | -246.8 | -252.1 | -255.1 | -258.4 | -261.8 | -265.2
17:00 | -244 | -272.6 | -273.6 | -274.1 | -275 | -206.3 | -207.5 | -206.4 | -207.7 | -209.4 | -211.2
17:30 | -71.5 | -83.3 | -85 | -89.7 | -98 | -33.1 | -38.7 | -47.7 | -52.5 | -56.8 | -61.5
18:00 | 120.8 | 116.8 | 115.8 | 113.5 | 115.8 | 185.5 | 184.2 | 180.2 | 179.8 | 179.6 | 179.4
18:30 | 172.9 | 167.6 | 167.7 | 164.9 | 167 | 238.2 | 239.7 | 241.8 | 242.4 | 243.2 | 244
19:00 | 190.7 | 184.9 | 184.8 | 181.9 | 183.9 | 254.9 | 257.4 | 259.7 | 260.2 | 260.9 | 261.5
19:30 | 121.6 | 116.6 | 116.7 | 113.9 | 115 | 185.8 | 188.1 | 191 | 191.5 | 192.1 | 192.6
20:00 | 81.2 | 75 | 75.1 | 72.2 | 74 | 144.4 | 146.5 | 151.4 | 151.8 | 152.3 | 152.8
20:30 | 69.2 | 65.3 | 65.3 | 62.4 | 63.5 | 133.5 | 134.4 | 137.1 | 137.3 | 137.8 | 138.3
21:00 | 65 | 60.5 | 60.5 | 57.4 | 60.4 | 129.2 | 130.4 | 132.5 | 132.8 | 133.3 | 133.7
21:30 | 39.1 | 38.1 | 38.2 | 34.7 | 34.6 | 102 | 104.8 | 109.3 | 110.2 | 111.3 | 112.4
22:00 | 32.9 | 35.2 | 35.3 | 32.4 | 31.9 | 99.5 | 98.7 | 101.5 | 100.3 | 98.7 | 97.1
22:30 | 21.1 | 23.4 | 23.4 | 20.1 | 20.2 | 88 | 87.3 | 87.4 | 86.2 | 84.6 | 83
23:00 | 68.1 | 69.7 | 69.8 | 66.8 | 66.7 | 135 | 134.1 | 133.5 | 133.4 | 134.7 | 136
23:30 | -5.1 | -3.3 | -3.3 | -6.7 | -6.5 | 61.3 | 60.4 | 60.1 | 60 | 59.8 | 59.5

## 14. Load duration curve
*The data range is from 01-03-18 to 01-03-19

## 23. Historic load trace
Date/Time | Load (MVA) | Load (MW)
2016-03-01 00:30 | 851 | 844
2016-03-01 01:00 | 788 | 780
2016-03-01 01:30 | 738 | 728
2016-03-01 02:00 | 699 | 687
2016-03-01 02:30 | 680 | 668
2016-03-01 03:00 | 665 | 652
2016-03-01 03:30 | 663 | 650
2016-03-01 04:00 | 674 | 661
2016-03-01 04:30 | 670 | 658
2016-03-01 05:00 | 718 | 708
2016-03-01 05:30 | 798 | 790
2016-03-01 06:00 | 856 | 851
2016-03-01 06:30 | 857 | 853
2016-03-01 07:00 | 787 | 783
2016-03-01 07:30 | 888 | 886
2016-03-01 08:00 | 919 | 917
2016-03-01 08:30 | 954 | 953
2016-03-01 09:00 | 953 | 953
2016-03-01 09:30 | 977 | 976
2016-03-01 10:00 | 962 | 960
2016-03-01 10:30 | 957 | 955
2016-03-01 11:00 | 963 | 961
2016-03-01 11:30 | 938 | 936
2016-03-01 12:00 | 967 | 965
2016-03-01 12:30 | 984 | 983
2016-03-01 13:00 | 919 | 917
2016-03-01 13:30 | 939 | 937
2016-03-01 14:00 | 993 | 992
2016-03-01 14:30 | 955 | 954
2016-03-01 15:00 | 965 | 964
2016-03-01 15:30 | 957 | 955
2016-03-01 16:00 | 961 | 960
2016-03-01 16:30 | 985 | 984
2016-03-01 17:00 | 991 | 990
2016-03-01 17:30 | 961 | 960
2016-03-01 18:00 | 952 | 950
2016-03-01 18:30 | 982 | 980
2016-03-01 19:00 | 944 | 943
2016-03-01 19:30 | 918 | 916
2016-03-01 20:00 | 999 | 997
2016-03-01 20:30 | 971 | 969
2016-03-01 21:00 | 947 | 944
2016-03-01 21:30 | 903 | 899
2016-03-01 22:00 | 826 | 820
2016-03-01 22:30 | 821 | 813
2016-03-01 23:00 | 896 | 889
2016-03-01 23:30 | 882 | 873
2016-03-02 | 862 | 852
2016-03-02 00:30 | 765 | 753
2016-03-02 01:00 | 724 | 713
2016-03-02 01:30 | 684 | 672
2016-03-02 02:00 | 657 | 643
2016-03-02 02:30 | 630 | 614
2016-03-02 03:00 | 626 | 607
2016-03-02 03:30 | 619 | 597
2016-03-02 04:00 | 607 | 585
2016-03-02 04:30 | 609 | 586
2016-03-02 05:00 | 638 | 618
2016-03-02 05:30 | 670 | 655
2016-03-02 06:00 | 667 | 655
2016-03-02 06:30 | 694 | 683
2016-03-02 07:00 | 756 | 748
2016-03-02 07:30 | 875 | 870
2016-03-02 08:00 | 920 | 916
2016-03-02 08:30 | 927 | 924
2016-03-02 09:00 | 959 | 957
2016-03-02 09:30 | 990 | 989
2016-03-02 10:00 | 994 | 992
2016-03-02 10:30 | 937 | 935
2016-03-02 11:00 | 956 | 955
2016-03-02 11:30 | 924 | 922
2016-03-02 12:00 | 926 | 926
2016-03-02 12:30 | 904 | 904
2016-03-02 13:00 | 824 | 823
2016-03-02 13:30 | 855 | 854
2016-03-02 14:00 | 860 | 859
2016-03-02 14:30 | 899 | 898
2016-03-02 15:00 | 891 | 890
2016-03-02 15:30 | 893 | 893
2016-03-02 16:00 | 912 | 911
2016-03-02 16:30 | 941 | 941
2016-03-02 17:00 | 977 | 977
2016-03-02 17:30 | 963 | 962
2016-03-02 18:00 | 915 | 915
2016-03-02 18:30 | 925 | 924
2016-03-02 19:00 | 974 | 974
2016-03-02 19:30 | 890 | 889
2016-03-02 20:00 | 879 | 878
2016-03-02 20:30 | 943 | 942
2016-03-02 21:00 | 939 | 937
2016-03-02 21:30 | 920 | 917
2016-03-02 22:00 | 879 | 877
2016-03-02 22:30 | 851 | 849
2016-03-02 23:00 | 866 | 864
2016-03-02 23:30 | 897 | 895
2016-03-03 | 834 | 831
2016-03-03 00:30 | 772 | 765
2016-03-03 01:00 | 727 | 717
2016-03-03 01:30 | 680 | 666
2016-03-03 02:00 | 729 | 718
2016-03-03 02:30 | 780 | 770
2016-03-03 03:00 | 765 | 754
2016-03-03 03:30 | 763 | 752
2016-03-03 04:00 | 758 | 747
2016-03-03 04:30 | 761 | 751
2016-03-03 05:00 | 808 | 799
2016-03-03 05:30 | 815 | 806
2016-03-03 06:00 | 803 | 793
2016-03-03 06:30 | 727 | 718
2016-03-03 07:00 | 724 | 716
2016-03-03 07:30 | 838 | 832
2016-03-03 08:00 | 890 | 885
2016-03-03 08:30 | 920 | 916
2016-03-03 09:00 | 951 | 947
2016-03-03 09:30 | 898 | 894
2016-03-03 10:00 | 911 | 909
2016-03-03 10:30 | 897 | 895
2016-03-03 11:00 | 895 | 892
2016-03-03 11:30 | 883 | 881
2016-03-03 12:00 | 881 | 879
2016-03-03 12:30 | 915 | 913
2016-03-03 13:00 | 902 | 900
2016-03-03 13:30 | 908 | 907
2016-03-03 14:00 | 905 | 903
2016-03-03 14:30 | 894 | 893
2016-03-03 15:00 | 906 | 904
2016-03-03 15:30 | 944 | 942
2016-03-03 16:00 | 942 | 941
2016-03-03 16:30 | 976 | 975
2016-03-03 17:00 | 962 | 961
2016-03-03 17:30 | 952 | 951
2016-03-03 18:00 | 948 | 947
2016-03-03 18:30 | 967 | 966
2016-03-03 19:00 | 980 | 980
2016-03-03 19:30 | 959 | 959
2016-03-03 20:00 | 971 | 971
2016-03-03 20:30 | 1005 | 1004
2016-03-03 21:00 | 973 | 972
2016-03-03 21:30 | 935 | 933
2016-03-03 22:00 | 811 | 808
2016-03-03 22:30 | 794 | 790
2016-03-03 23:00 | 842 | 838
2016-03-03 23:30 | 822 | 817
2016-03-04 | 793 | 785
2016-03-04 00:30 | 743 | 732
2016-03-04 01:00 | 726 | 715
2016-03-04 01:30 | 663 | 649
2016-03-04 02:00 | 625 | 609
2016-03-04 02:30 | 606 | 588
2016-03-04 03:00 | 603 | 585
2016-03-04 03:30 | 591 | 572
2016-03-04 04:00 | 613 | 596
2016-03-04 04:30 | 623 | 606
2016-03-04 05:00 | 648 | 633
2016-03-04 05:30 | 709 | 697
2016-03-04 06:00 | 727 | 719
2016-03-04 06:30 | 736 | 730
2016-03-04 07:00 | 739 | 733
2016-03-04 07:30 | 855 | 852
2016-03-04 08:00 | 876 | 873
2016-03-04 08:30 | 867 | 864
2016-03-04 09:00 | 856 | 854
2016-03-04 09:30 | 890 | 888
2016-03-04 10:00 | 849 | 847
2016-03-04 10:30 | 815 | 812
2016-03-04 11:00 | 782 | 779
2016-03-04 11:30 | 754 | 751
2016-03-04 12:00 | 789 | 782
2016-03-04 12:30 | 808 | 800
2016-03-04 13:00 | 755 | 746
2016-03-04 13:30 | 751 | 742
2016-03-04 14:00 | 768 | 760
2016-03-04 14:30 | 747 | 739
2016-03-04 15:00 | 760 | 753
2016-03-04 15:30 | 744 | 737
2016-03-04 16:00 | 804 | 798
2016-03-04 16:30 | 881 | 878
2016-03-04 17:00 | 974 | 971
2016-03-04 17:30 | 986 | 982
2016-03-04 18:00 | 963 | 959
2016-03-04 18:30 | 957 | 953
2016-03-04 19:00 | 980 | 978
2016-03-04 19:30 | 944 | 941
2016-03-04 20:00 | 922 | 919
2016-03-04 20:30 | 926 | 922
2016-03-04 21:00 | 913 | 907
2016-03-04 21:30 | 892 | 886
2016-03-04 22:00 | 853 | 845
2016-03-04 22:30 | 837 | 832
2016-03-04 23:00 | 831 | 826
2016-03-04 23:30 | 804 | 798
2016-03-05 | 760 | 752
2016-03-05 00:30 | 730 | 718
2016-03-05 01:00 | 705 | 691
2016-03-05 01:30 | 665 | 647
2016-03-05 02:00 | 626 | 602
2016-03-05 02:30 | 614 | 590
2016-03-05 03:00 | 621 | 597
2016-03-05 03:30 | 607 | 583
2016-03-05 04:00 | 611 | 586
2016-03-05 04:30 | 602 | 577
2016-03-05 05:00 | 582 | 556
2016-03-05 05:30 | 628 | 605
2016-03-05 06:00 | 544 | 513
2016-03-05 06:30 | 550 | 520
2016-03-05 07:00 | 657 | 635
2016-03-05 07:30 | 750 | 736
2016-03-05 08:00 | 802 | 795
2016-03-05 08:30 | 848 | 842
2016-03-05 09:00 | 861 | 858
2016-03-05 09:30 | 874 | 871
2016-03-05 10:00 | 874 | 872
2016-03-05 10:30 | 865 | 862
2016-03-05 11:00 | 876 | 874
2016-03-05 11:30 | 858 | 855
2016-03-05 12:00 | 828 | 825
2016-03-05 12:30 | 792 | 787
2016-03-05 13:00 | 778 | 774
2016-03-05 13:30 | 758 | 753
2016-03-05 14:00 | 770 | 765
2016-03-05 14:30 | 758 | 754
2016-03-05 15:00 | 790 | 786
2016-03-05 15:30 | 796 | 792
2016-03-05 16:00 | 826 | 823
2016-03-05 16:30 | 854 | 852
2016-03-05 17:00 | 864 | 863
2016-03-05 17:30 | 895 | 894
2016-03-05 18:00 | 918 | 917
2016-03-05 18:30 | 925 | 925
2016-03-05 19:00 | 984 | 983
2016-03-05 19:30 | 982 | 982
2016-03-05 20:00 | 988 | 987
2016-03-05 20:30 | 952 | 951
2016-03-05 21:00 | 939 | 937
2016-03-05 21:30 | 929 | 927
2016-03-05 22:00 | 904 | 902
2016-03-05 22:30 | 910 | 906
2016-03-05 23:00 | 906 | 902
2016-03-05 23:30 | 879 | 875
2016-03-06 | 755 | 746
2016-03-06 00:30 | 650 | 628
2016-03-06 01:00 | 602 | 577
2016-03-06 01:30 | 558 | 529
2016-03-06 02:00 | 533 | 501
2016-03-06 02:30 | 551 | 521
2016-03-06 03:00 | 554 | 524
2016-03-06 03:30 | 555 | 525
2016-03-06 04:00 | 531 | 498
2016-03-06 04:30 | 515 | 480
2016-03-06 05:00 | 553 | 523
2016-03-06 05:30 | 490 | 452
2016-03-06 06:00 | 436 | 388
2016-03-06 06:30 | 431 | 383
2016-03-06 07:00 | 484 | 445
2016-03-06 07:30 | 554 | 525
2016-03-06 08:00 | 557 | 529
2016-03-06 08:30 | 556 | 528
2016-03-06 09:00 | 593 | 569
2016-03-06 09:30 | 645 | 624
2016-03-06 10:00 | 682 | 663
2016-03-06 10:30 | 699 | 682
2016-03-06 11:00 | 660 | 640
2016-03-06 11:30 | 659 | 640
2016-03-06 12:00 | 660 | 646
2016-03-06 12:30 | 687 | 674
2016-03-06 13:00 | 663 | 649
2016-03-06 13:30 | 650 | 636
2016-03-06 14:00 | 648 | 634
2016-03-06 14:30 | 681 | 670
2016-03-06 15:00 | 708 | 701
2016-03-06 15:30 | 739 | 733
2016-03-06 16:00 | 774 | 770
2016-03-06 16:30 | 812 | 808
2016-03-06 17:00 | 845 | 841
2016-03-06 17:30 | 872 | 868
2016-03-06 18:00 | 901 | 898
2016-03-06 18:30 | 934 | 932
2016-03-06 19:00 | 944 | 942
2016-03-06 19:30 | 897 | 895
2016-03-06 20:00 | 880 | 878
2016-03-06 20:30 | 884 | 882
2016-03-06 21:00 | 852 | 850
2016-03-06 21:30 | 836 | 832
2016-03-06 22:00 | 744 | 738
2016-03-06 22:30 | 749 | 743
2016-03-06 23:00 | 778 | 772
2016-03-06 23:30 | 709 | 701
2016-03-07 | 626 | 615
2016-03-07 00:30 | 595 | 581
2016-03-07 01:00 | 564 | 543
2016-03-07 01:30 | 510 | 485
2016-03-07 02:00 | 491 | 463
2016-03-07 02:30 | 482 | 453
2016-03-07 03:00 | 477 | 449
2016-03-07 03:30 | 474 | 445
2016-03-07 04:00 | 477 | 448
2016-03-07 04:30 | 485 | 458
2016-03-07 05:00 | 501 | 476
2016-03-07 05:30 | 552 | 536
2016-03-07 06:00 | 565 | 555
2016-03-07 06:30 | 597 | 593
2016-03-07 07:00 | 702 | 700
2016-03-07 07:30 | 853 | 852
2016-03-07 08:00 | 906 | 905
2016-03-07 08:30 | 860 | 860
2016-03-07 09:00 | 868 | 867
2016-03-07 09:30 | 880 | 880
2016-03-07 10:00 | 893 | 893
2016-03-07 10:30 | 866 | 866
2016-03-07 11:00 | 871 | 871
2016-03-07 11:30 | 905 | 904
2016-03-07 12:00 | 917 | 917
2016-03-07 12:30 | 925 | 925
2016-03-07 13:00 | 904 | 904
2016-03-07 13:30 | 937 | 937
2016-03-07 14:00 | 913 | 913
2016-03-07 14:30 | 885 | 885
2016-03-07 15:00 | 857 | 856
2016-03-07 15:30 | 841 | 841
2016-03-07 16:00 | 860 | 860
2016-03-07 16:30 | 860 | 860
2016-03-07 17:00 | 851 | 851
2016-03-07 17:30 | 906 | 906
2016-03-07 18:00 | 931 | 931
2016-03-07 18:30 | 935 | 935
2016-03-07 19:00 | 911 | 911
2016-03-07 19:30 | 891 | 891
2016-03-07 20:00 | 934 | 934
2016-03-07 20:30 | 977 | 977
2016-03-07 21:00 | 913 | 912
2016-03-07 21:30 | 856 | 856
2016-03-07 22:00 | 801 | 800
2016-03-07 22:30 | 812 | 811
2016-03-07 23:00 | 821 | 819
2016-03-07 23:30 | 786 | 783
2016-03-08 | 761 | 758
2016-03-08 00:30 | 647 | 637
2016-03-08 01:00 | 613 | 596
2016-03-08 01:30 | 567 | 546
2016-03-08 02:00 | 541 | 519
2016-03-08 02:30 | 525 | 501
2016-03-08 03:00 | 520 | 496
2016-03-08 03:30 | 510 | 485
2016-03-08 04:00 | 515 | 490
2016-03-08 04:30 | 522 | 499
2016-03-08 05:00 | 525 | 503
2016-03-08 05:30 | 564 | 545
2016-03-08 06:00 | 555 | 545
2016-03-08 06:30 | 608 | 602
2016-03-08 07:00 | 730 | 727
2016-03-08 07:30 | 880 | 878
2016-03-08 08:00 | 865 | 863
2016-03-08 08:30 | 835 | 833
2016-03-08 09:00 | 828 | 826
2016-03-08 09:30 | 850 | 849
2016-03-08 10:00 | 882 | 881
2016-03-08 10:30 | 856 | 855
2016-03-08 11:00 | 834 | 832
2016-03-08 11:30 | 809 | 806
2016-03-08 12:00 | 777 | 775
2016-03-08 12:30 | 726 | 724
2016-03-08 13:00 | 736 | 734
2016-03-08 13:30 | 741 | 739
2016-03-08 14:00 | 772 | 771
2016-03-08 14:30 | 785 | 783
2016-03-08 15:00 | 770 | 767
2016-03-08 15:30 | 724 | 721
2016-03-08 16:00 | 806 | 804
2016-03-08 16:30 | 973 | 972
2016-03-08 17:00 | 956 | 954
2016-03-08 17:30 | 935 | 934
2016-03-08 18:00 | 958 | 956
2016-03-08 18:30 | 1014 | 1013
2016-03-08 19:00 | 923 | 922
2016-03-08 19:30 | 921 | 920
2016-03-08 20:00 | 983 | 982
2016-03-08 20:30 | 981 | 979
2016-03-08 21:00 | 955 | 954
2016-03-08 21:30 | 879 | 877
2016-03-08 22:00 | 828 | 824
2016-03-08 22:30 | 836 | 832
2016-03-08 23:00 | 837 | 833
2016-03-08 23:30 | 848 | 845
2016-03-09 | 802 | 797
2016-03-09 00:30 | 779 | 774
2016-03-09 01:00 | 682 | 675
2016-03-09 01:30 | 610 | 600
2016-03-09 02:00 | 570 | 553
2016-03-09 02:30 | 552 | 525
2016-03-09 03:00 | 541 | 513
2016-03-09 03:30 | 542 | 506
2016-03-09 04:00 | 546 | 511
2016-03-09 04:30 | 550 | 516
2016-03-09 05:00 | 560 | 528
2016-03-09 05:30 | 597 | 570
2016-03-09 06:00 | 627 | 601
2016-03-09 06:30 | 674 | 654
2016-03-09 07:00 | 732 | 721
2016-03-09 07:30 | 941 | 941
2016-03-09 08:00 | 892 | 891
2016-03-09 08:30 | 909 | 909
2016-03-09 09:00 | 913 | 912
2016-03-09 09:30 | 931 | 931
2016-03-09 10:00 | 881 | 881
2016-03-09 10:30 | 885 | 884
2016-03-09 11:00 | 855 | 854
2016-03-09 11:30 | 870 | 869
2016-03-09 12:00 | 858 | 857
2016-03-09 12:30 | 784 | 783
2016-03-09 13:00 | 762 | 761
2016-03-09 13:30 | 746 | 745
2016-03-09 14:00 | 763 | 762
2016-03-09 14:30 | 771 | 770
2016-03-09 15:00 | 684 | 681
2016-03-09 15:30 | 635 | 630
2016-03-09 16:00 | 708 | 706
2016-03-09 16:30 | 747 | 744
2016-03-09 17:00 | 839 | 837
2016-03-09 17:30 | 855 | 851
2016-03-09 18:00 | 867 | 863
2016-03-09 18:30 | 849 | 846
2016-03-09 19:00 | 823 | 819
2016-03-09 19:30 | 864 | 860
2016-03-09 20:00 | 945 | 942
2016-03-09 20:30 | 983 | 981
2016-03-09 21:00 | 973 | 970
2016-03-09 21:30 | 905 | 901
2016-03-09 22:00 | 767 | 762
2016-03-09 22:30 | 700 | 692
2016-03-09 23:00 | 672 | 664
2016-03-09 23:30 | 673 | 667
2016-03-10 | 661 | 654
2016-03-10 00:30 | 647 | 640
2016-03-10 01:00 | 618 | 606
2016-03-10 01:30 | 581 | 568
2016-03-10 02:00 | 556 | 540
2016-03-10 02:30 | 562 | 536
2016-03-10 03:00 | 536 | 504
2016-03-10 03:30 | 534 | 503
2016-03-10 04:00 | 532 | 501
2016-03-10 04:30 | 555 | 528
2016-03-10 05:00 | 564 | 538
2016-03-10 05:30 | 599 | 575
2016-03-10 06:00 | 607 | 583
2016-03-10 06:30 | 663 | 645
2016-03-10 07:00 | 781 | 768
2016-03-10 07:30 | 897 | 892
2016-03-10 08:00 | 872 | 867
2016-03-10 08:30 | 885 | 880
2016-03-10 09:00 | 938 | 935
2016-03-10 09:30 | 922 | 920
2016-03-10 10:00 | 921 | 919
2016-03-10 10:30 | 941 | 940
2016-03-10 11:00 | 950 | 948
2016-03-10 11:30 | 914 | 911
2016-03-10 12:00 | 858 | 856
2016-03-10 12:30 | 846 | 844
2016-03-10 13:00 | 836 | 834
2016-03-10 13:30 | 852 | 850
2016-03-10 14:00 | 888 | 886
2016-03-10 14:30 | 910 | 907
2016-03-10 15:00 | 919 | 917
2016-03-10 15:30 | 972 | 970
2016-03-10 16:00 | 1011 | 1010
2016-03-10 16:30 | 1030 | 1028
2016-03-10 17:00 | 1053 | 1052
2016-03-10 17:30 | 1064 | 1062
2016-03-10 18:00 | 1047 | 1046
2016-03-10 18:30 | 1033 | 1031
2016-03-10 19:00 | 1066 | 1066
2016-03-10 19:30 | 1043 | 1042
2016-03-10 20:00 | 1061 | 1060
2016-03-10 20:30 | 1078 | 1076
2016-03-10 21:00 | 1054 | 1051
2016-03-10 21:30 | 896 | 892
2016-03-10 22:00 | 823 | 819
2016-03-10 22:30 | 828 | 824
2016-03-10 23:00 | 848 | 844
2016-03-10 23:30 | 779 | 773
2016-03-11 | 737 | 730
2016-03-11 00:30 | 639 | 629
2016-03-11 01:00 | 600 | 588
2016-03-11 01:30 | 575 | 562
2016-03-11 02:00 | 569 | 553
2016-03-11 02:30 | 580 | 561
2016-03-11 03:00 | 579 | 559
2016-03-11 03:30 | 570 | 550
2016-03-11 04:00 | 571 | 552
2016-03-11 04:30 | 580 | 562
2016-03-11 05:00 | 604 | 588
2016-03-11 05:30 | 649 | 636
2016-03-11 06:00 | 693 | 684
2016-03-11 06:30 | 725 | 721
2016-03-11 07:00 | 762 | 758
2016-03-11 07:30 | 872 | 870
2016-03-11 08:00 | 883 | 882
2016-03-11 08:30 | 911 | 910
2016-03-11 09:00 | 907 | 905
2016-03-11 09:30 | 930 | 929
2016-03-11 10:00 | 909 | 908
2016-03-11 10:30 | 920 | 919
2016-03-11 11:00 | 901 | 899
2016-03-11 11:30 | 498 | 497
2016-03-11 12:00 | 513 | 509
2016-03-11 12:30 | 811 | 810
2016-03-11 13:00 | 789 | 787
2016-03-11 13:30 | 804 | 802
2016-03-11 14:00 | 800 | 798
2016-03-11 14:30 | 796 | 794
2016-03-11 15:00 | 795 | 793
2016-03-11 15:30 | 794 | 791
2016-03-11 16:00 | 810 | 808
2016-03-11 16:30 | 881 | 878
2016-03-11 17:00 | 890 | 888
2016-03-11 17:30 | 925 | 924
2016-03-11 18:00 | 902 | 900
2016-03-11 18:30 | 885 | 884
2016-03-11 19:00 | 920 | 919
2016-03-11 19:30 | 895 | 893
2016-03-11 20:00 | 909 | 908
2016-03-11 20:30 | 922 | 920
2016-03-11 21:00 | 920 | 919
2016-03-11 21:30 | 832 | 830
2016-03-11 22:00 | 788 | 786
2016-03-11 22:30 | 776 | 773
2016-03-11 23:00 | 775 | 771
2016-03-11 23:30 | 706 | 701
2016-03-12 | 608 | 596
2016-03-12 00:30 | 636 | 621
2016-03-12 01:00 | 622 | 606
2016-03-12 01:30 | 591 | 574
2016-03-12 02:00 | 555 | 535
2016-03-12 02:30 | 592 | 574
2016-03-12 03:00 | 621 | 604
2016-03-12 03:30 | 609 | 591
2016-03-12 04:00 | 600 | 581
2016-03-12 04:30 | 685 | 671
2016-03-12 05:00 | 660 | 645
2016-03-12 05:30 | 685 | 672
2016-03-12 06:00 | 704 | 691
2016-03-12 06:30 | 685 | 672
2016-03-12 07:00 | 744 | 733
2016-03-12 07:30 | 806 | 798
2016-03-12 08:00 | 812 | 804
2016-03-12 08:30 | 820 | 812
2016-03-12 09:00 | 808 | 800
2016-03-12 09:30 | 718 | 708
2016-03-12 10:00 | 706 | 697
2016-03-12 10:30 | 686 | 678
2016-03-12 11:00 | 665 | 656
2016-03-12 11:30 | 664 | 655
2016-03-12 12:00 | 679 | 671
2016-03-12 12:30 | 655 | 646
2016-03-12 13:00 | 676 | 668
2016-03-12 13:30 | 705 | 698
2016-03-12 14:00 | 709 | 702
2016-03-12 14:30 | 756 | 751
2016-03-12 15:00 | 799 | 795
2016-03-12 15:30 | 831 | 827
2016-03-12 16:00 | 857 | 853
2016-03-12 16:30 | 896 | 893
2016-03-12 17:00 | 910 | 907
2016-03-12 17:30 | 876 | 874
2016-03-12 18:00 | 897 | 894
2016-03-12 18:30 | 935 | 932
2016-03-12 19:00 | 933 | 931
2016-03-12 19:30 | 964 | 963
2016-03-12 20:00 | 961 | 959
2016-03-12 20:30 | 937 | 935
2016-03-12 21:00 | 876 | 872
2016-03-12 21:30 | 820 | 814
2016-03-12 22:00 | 794 | 786
2016-03-12 22:30 | 764 | 755
2016-03-12 23:00 | 745 | 735
2016-03-12 23:30 | 679 | 667
2016-03-13 | 609 | 594
2016-03-13 00:30 | 567 | 548
2016-03-13 01:00 | 547 | 525
2016-03-13 01:30 | 498 | 474
2016-03-13 02:00 | 470 | 445
2016-03-13 02:30 | 475 | 449
2016-03-13 03:00 | 478 | 450
2016-03-13 03:30 | 473 | 445
2016-03-13 04:00 | 527 | 504
2016-03-13 04:30 | 463 | 433
2016-03-13 05:00 | 419 | 384
2016-03-13 05:30 | 419 | 386
2016-03-13 06:00 | 440 | 409
2016-03-13 06:30 | 439 | 408
2016-03-13 07:00 | 451 | 421
2016-03-13 07:30 | 513 | 489
2016-03-13 08:00 | 543 | 523
2016-03-13 08:30 | 609 | 594
2016-03-13 09:00 | 643 | 630
2016-03-13 09:30 | 669 | 656
2016-03-13 10:00 | 672 | 660
2016-03-13 10:30 | 698 | 690
2016-03-13 11:00 | 696 | 688
2016-03-13 11:30 | 728 | 721
2016-03-13 12:00 | 744 | 738
2016-03-13 12:30 | 715 | 708
2016-03-13 13:00 | 739 | 733
2016-03-13 13:30 | 742 | 737
2016-03-13 14:00 | 790 | 786
2016-03-13 14:30 | 826 | 822
2016-03-13 15:00 | 821 | 816
2016-03-13 15:30 | 854 | 851
2016-03-13 16:00 | 874 | 871
2016-03-13 16:30 | 908 | 905
2016-03-13 17:00 | 927 | 924
2016-03-13 17:30 | 933 | 931
2016-03-13 18:00 | 949 | 947
2016-03-13 18:30 | 936 | 934
2016-03-13 19:00 | 834 | 832
2016-03-13 19:30 | 796 | 794
2016-03-13 20:00 | 885 | 883
2016-03-13 20:30 | 890 | 888
2016-03-13 21:00 | 872 | 869
2016-03-13 21:30 | 778 | 774
2016-03-13 22:00 | 744 | 738
2016-03-13 22:30 | 765 | 760
2016-03-13 23:00 | 708 | 701
2016-03-13 23:30 | 656 | 641
2016-03-14 | 589 | 566
2016-03-14 00:30 | 562 | 537
2016-03-14 01:00 | 536 | 508
2016-03-14 01:30 | 504 | 472
2016-03-14 02:00 | 501 | 468
2016-03-14 02:30 | 503 | 469
2016-03-14 03:00 | 520 | 488
2016-03-14 03:30 | 527 | 496
2016-03-14 04:00 | 514 | 482
2016-03-14 04:30 | 511 | 479
2016-03-14 05:00 | 495 | 461
2016-03-14 05:30 | 548 | 523
2016-03-14 06:00 | 654 | 645
2016-03-14 06:30 | 689 | 683
2016-03-14 07:00 | 786 | 783
2016-03-14 07:30 | 915 | 913
2016-03-14 08:00 | 957 | 956
2016-03-14 08:30 | 949 | 947
2016-03-14 09:00 | 928 | 927
2016-03-14 09:30 | 984 | 983
2016-03-14 10:00 | 993 | 992
2016-03-14 10:30 | 996 | 995
2016-03-14 11:00 | 972 | 970
2016-03-14 11:30 | 976 | 974
2016-03-14 12:00 | 954 | 952
2016-03-14 12:30 | 893 | 890
2016-03-14 13:00 | 866 | 863
2016-03-14 13:30 | 914 | 912
2016-03-14 14:00 | 899 | 897
2016-03-14 14:30 | 948 | 947
2016-03-14 15:00 | 980 | 980
2016-03-14 15:30 | 1005 | 1005
2016-03-14 16:00 | 1018 | 1018
2016-03-14 16:30 | 1020 | 1020
2016-03-14 17:00 | 1027 | 1026
2016-03-14 17:30 | 1018 | 1017
2016-03-14 18:00 | 1043 | 1042
2016-03-14 18:30 | 1054 | 1053
2016-03-14 19:00 | 1045 | 1044
2016-03-14 19:30 | 1003 | 1002
2016-03-14 20:00 | 981 | 980
2016-03-14 20:30 | 964 | 963
2016-03-14 21:00 | 972 | 970
2016-03-14 21:30 | 937 | 936
2016-03-14 22:00 | 913 | 912
2016-03-14 22:30 | 895 | 893
2016-03-14 23:00 | 832 | 830
2016-03-14 23:30 | 801 | 798
2016-03-15 | 780 | 774
2016-03-15 00:30 | 747 | 735
2016-03-15 01:00 | 765 | 753
2016-03-15 01:30 | 746 | 734
2016-03-15 02:00 | 740 | 726
2016-03-15 02:30 | 770 | 758
2016-03-15 03:00 | 773 | 760
2016-03-15 03:30 | 771 | 759
2016-03-15 04:00 | 767 | 754
2016-03-15 04:30 | 762 | 749
2016-03-15 05:00 | 776 | 764
2016-03-15 05:30 | 766 | 755
2016-03-15 06:00 | 809 | 800
2016-03-15 06:30 | 621 | 606
2016-03-15 07:00 | 761 | 752
2016-03-15 07:30 | 889 | 883
2016-03-15 08:00 | 870 | 865
2016-03-15 08:30 | 819 | 813
2016-03-15 09:00 | 791 | 786
2016-03-15 09:30 | 815 | 812
2016-03-15 10:00 | 830 | 828
2016-03-15 10:30 | 858 | 856
2016-03-15 11:00 | 869 | 867
2016-03-15 11:30 | 882 | 880
2016-03-15 12:00 | 903 | 901
2016-03-15 12:30 | 913 | 911
2016-03-15 13:00 | 921 | 920
2016-03-15 13:30 | 906 | 905
2016-03-15 14:00 | 900 | 900
2016-03-15 14:30 | 879 | 878
2016-03-15 15:00 | 923 | 922
2016-03-15 15:30 | 950 | 950
2016-03-15 16:00 | 960 | 960
2016-03-15 16:30 | 1008 | 1008
2016-03-15 17:00 | 1029 | 1029
2016-03-15 17:30 | 1016 | 1016
2016-03-15 18:00 | 1016 | 1016
2016-03-15 18:30 | 1029 | 1029
2016-03-15 19:00 | 1005 | 1005
2016-03-15 19:30 | 1021 | 1021
2016-03-15 20:00 | 1036 | 1035
2016-03-15 20:30 | 1016 | 1016
2016-03-15 21:00 | 993 | 992
2016-03-15 21:30 | 925 | 924
2016-03-15 22:00 | 862 | 860
2016-03-15 22:30 | 823 | 821
2016-03-15 23:00 | 827 | 825
2016-03-15 23:30 | 788 | 785
2016-03-16 | 734 | 730
2016-03-16 00:30 | 660 | 653
2016-03-16 01:00 | 637 | 628
2016-03-16 01:30 | 617 | 607
2016-03-16 02:00 | 559 | 547
2016-03-16 02:30 | 556 | 544
2016-03-16 03:00 | 572 | 561
2016-03-16 03:30 | 563 | 552
2016-03-16 04:00 | 598 | 586
2016-03-16 04:30 | 612 | 602
2016-03-16 05:00 | 593 | 582
2016-03-16 05:30 | 605 | 596
2016-03-16 06:00 | 619 | 613
2016-03-16 06:30 | 632 | 630
2016-03-16 07:00 | 596 | 594
2016-03-16 07:30 | 671 | 670
2016-03-16 08:00 | 692 | 691
2016-03-16 08:30 | 677 | 676
2016-03-16 09:00 | 699 | 698
2016-03-16 09:30 | 711 | 711
2016-03-16 10:00 | 727 | 726
2016-03-16 10:30 | 719 | 719
2016-03-16 11:00 | 715 | 715
2016-03-16 11:30 | 705 | 705
2016-03-16 12:00 | 692 | 692
2016-03-16 12:30 | 683 | 682
2016-03-16 13:00 | 678 | 677
2016-03-16 13:30 | 705 | 704
2016-03-16 14:00 | 753 | 752
2016-03-16 14:30 | 779 | 778
2016-03-16 15:00 | 788 | 787
2016-03-16 15:30 | 750 | 748
2016-03-16 16:00 | 711 | 709
2016-03-16 16:30 | 716 | 714
2016-03-16 17:00 | 754 | 752
2016-03-16 17:30 | 841 | 839
2016-03-16 18:00 | 838 | 836
2016-03-16 18:30 | 858 | 856
2016-03-16 19:00 | 873 | 871
2016-03-16 19:30 | 815 | 812
2016-03-16 20:00 | 826 | 824
2016-03-16 20:30 | 832 | 831
2016-03-16 21:00 | 802 | 801
2016-03-16 21:30 | 715 | 713
2016-03-16 22:00 | 667 | 664
2016-03-16 22:30 | 734 | 731
2016-03-16 23:00 | 790 | 788
2016-03-16 23:30 | 751 | 748
2016-03-17 | 700 | 692
2016-03-17 00:30 | 668 | 659
2016-03-17 01:00 | 666 | 655
2016-03-17 01:30 | 653 | 642
2016-03-17 02:00 | 580 | 568
2016-03-17 02:30 | 566 | 553
2016-03-17 03:00 | 574 | 562
2016-03-17 03:30 | 580 | 568
2016-03-17 04:00 | 550 | 536
2016-03-17 04:30 | 517 | 503
2016-03-17 05:00 | 519 | 506
2016-03-17 05:30 | 530 | 522
2016-03-17 06:00 | 596 | 591
2016-03-17 06:30 | 626 | 623
2016-03-17 07:00 | 667 | 665
2016-03-17 07:30 | 768 | 767
2016-03-17 08:00 | 708 | 708
2016-03-17 08:30 | 656 | 655
2016-03-17 09:00 | 696 | 695
2016-03-17 09:30 | 732 | 732
2016-03-17 10:00 | 691 | 690
2016-03-17 10:30 | 694 | 692
2016-03-17 11:00 | 657 | 655
2016-03-17 11:30 | 648 | 645
2016-03-17 12:00 | 674 | 672
2016-03-17 12:30 | 746 | 744
2016-03-17 13:00 | 728 | 727
2016-03-17 13:30 | 721 | 719
2016-03-17 14:00 | 707 | 705
2016-03-17 14:30 | 726 | 724
2016-03-17 15:00 | 734 | 732
2016-03-17 15:30 | 717 | 715
2016-03-17 16:00 | 758 | 757
2016-03-17 16:30 | 805 | 805
2016-03-17 17:00 | 817 | 817
2016-03-17 17:30 | 829 | 828
2016-03-17 18:00 | 828 | 827
2016-03-17 18:30 | 834 | 833
2016-03-17 19:00 | 886 | 886
2016-03-17 19:30 | 851 | 850
2016-03-17 20:00 | 870 | 869
2016-03-17 20:30 | 819 | 817
2016-03-17 21:00 | 765 | 763
2016-03-17 21:30 | 670 | 666
2016-03-17 22:00 | 607 | 599
2016-03-17 22:30 | 617 | 610
2016-03-17 23:00 | 700 | 695
2016-03-17 23:30 | 631 | 625
2016-03-18 | 574 | 565
2016-03-18 00:30 | 592 | 582
2016-03-18 01:00 | 589 | 578
2016-03-18 01:30 | 542 | 530
2016-03-18 02:00 | 507 | 493
2016-03-18 02:30 | 505 | 490
2016-03-18 03:00 | 527 | 511
2016-03-18 03:30 | 527 | 512
2016-03-18 04:00 | 531 | 516
2016-03-18 04:30 | 467 | 450
2016-03-18 05:00 | 512 | 498
2016-03-18 05:30 | 494 | 481
2016-03-18 06:00 | 540 | 528
2016-03-18 06:30 | 566 | 559
2016-03-18 07:00 | 571 | 569
2016-03-18 07:30 | 735 | 731
2016-03-18 08:00 | 748 | 745
2016-03-18 08:30 | 770 | 766
2016-03-18 09:00 | 775 | 772
2016-03-18 09:30 | 783 | 780
2016-03-18 10:00 | 765 | 763
2016-03-18 10:30 | 793 | 791
2016-03-18 11:00 | 779 | 776
2016-03-18 11:30 | 777 | 775
2016-03-18 12:00 | 768 | 765
2016-03-18 12:30 | 795 | 793
2016-03-18 13:00 | 803 | 801
2016-03-18 13:30 | 820 | 818
2016-03-18 14:00 | 838 | 836
2016-03-18 14:30 | 858 | 857
2016-03-18 15:00 | 825 | 824
2016-03-18 15:30 | 788 | 787
2016-03-18 16:00 | 799 | 797
2016-03-18 16:30 | 790 | 788
2016-03-18 17:00 | 799 | 798
2016-03-18 17:30 | 765 | 763
2016-03-18 18:00 | 768 | 765
2016-03-18 18:30 | 728 | 726
2016-03-18 19:00 | 735 | 734
2016-03-18 19:30 | 763 | 761
2016-03-18 20:00 | 811 | 808
2016-03-18 20:30 | 856 | 852
2016-03-18 21:00 | 827 | 824
2016-03-18 21:30 | 735 | 732
2016-03-18 22:00 | 694 | 691
2016-03-18 22:30 | 656 | 651
2016-03-18 23:00 | 665 | 661
2016-03-18 23:30 | 623 | 618
2016-03-19 | 573 | 566
2016-03-19 00:30 | 603 | 596
2016-03-19 01:00 | 662 | 652
2016-03-19 01:30 | 642 | 630
2016-03-19 02:00 | 618 | 605
2016-03-19 02:30 | 520 | 506
2016-03-19 03:00 | 526 | 511
2016-03-19 03:30 | 524 | 510
2016-03-19 04:00 | 513 | 497
2016-03-19 04:30 | 525 | 510
2016-03-19 05:00 | 485 | 469
2016-03-19 05:30 | 458 | 442
2016-03-19 06:00 | 511 | 497
2016-03-19 06:30 | 558 | 546
2016-03-19 07:00 | 613 | 602
2016-03-19 07:30 | 629 | 619
2016-03-19 08:00 | 582 | 572
2016-03-19 08:30 | 609 | 604
2016-03-19 09:00 | 631 | 627
2016-03-19 09:30 | 687 | 684
2016-03-19 10:00 | 668 | 665
2016-03-19 10:30 | 678 | 675
2016-03-19 11:00 | 742 | 740
2016-03-19 11:30 | 796 | 794
2016-03-19 12:00 | 812 | 810
2016-03-19 12:30 | 836 | 834
2016-03-19 13:00 | 847 | 845
2016-03-19 13:30 | 867 | 865
2016-03-19 14:00 | 875 | 873
2016-03-19 14:30 | 856 | 853
2016-03-19 15:00 | 839 | 837
2016-03-19 15:30 | 848 | 845
2016-03-19 16:00 | 836 | 833
2016-03-19 16:30 | 807 | 804
2016-03-19 17:00 | 804 | 801
2016-03-19 17:30 | 789 | 786
2016-03-19 18:00 | 755 | 752
2016-03-19 18:30 | 796 | 794
2016-03-19 19:00 | 822 | 820
2016-03-19 19:30 | 803 | 800
2016-03-19 20:00 | 823 | 820
2016-03-19 20:30 | 810 | 807
2016-03-19 21:00 | 819 | 815
2016-03-19 21:30 | 788 | 784
2016-03-19 22:00 | 758 | 754
2016-03-19 22:30 | 710 | 705
2016-03-19 23:00 | 710 | 705
2016-03-19 23:30 | 641 | 635
2016-03-20 | 558 | 548
2016-03-20 00:30 | 525 | 513
2016-03-20 01:00 | 523 | 509
2016-03-20 01:30 | 534 | 520
2016-03-20 02:00 | 471 | 454
2016-03-20 02:30 | 465 | 449
2016-03-20 03:00 | 468 | 451
2016-03-20 03:30 | 477 | 460
2016-03-20 04:00 | 549 | 533
2016-03-20 04:30 | 556 | 541
2016-03-20 05:00 | 526 | 511
2016-03-20 05:30 | 557 | 544
2016-03-20 06:00 | 563 | 550
2016-03-20 06:30 | 543 | 531
2016-03-20 07:00 | 563 | 551
2016-03-20 07:30 | 570 | 559
2016-03-20 08:00 | 508 | 496
2016-03-20 08:30 | 486 | 474
2016-03-20 09:00 | 537 | 525
2016-03-20 09:30 | 540 | 534
2016-03-20 10:00 | 551 | 545
2016-03-20 10:30 | 551 | 546
2016-03-20 11:00 | 613 | 608
2016-03-20 11:30 | 637 | 632
2016-03-20 12:00 | 669 | 664
2016-03-20 12:30 | 714 | 709
2016-03-20 13:00 | 718 | 714
2016-03-20 13:30 | 726 | 721
2016-03-20 14:00 | 747 | 743
2016-03-20 14:30 | 780 | 777
2016-03-20 15:00 | 786 | 783
2016-03-20 15:30 | 823 | 820
2016-03-20 16:00 | 835 | 833
2016-03-20 16:30 | 832 | 832
2016-03-20 17:00 | 853 | 852
2016-03-20 17:30 | 716 | 716
2016-03-20 18:00 | 707 | 706
2016-03-20 18:30 | 767 | 765
2016-03-20 19:00 | 835 | 834
2016-03-20 19:30 | 872 | 871
2016-03-20 20:00 | 910 | 909
2016-03-20 20:30 | 911 | 910
2016-03-20 21:00 | 862 | 859
2016-03-20 21:30 | 752 | 749
2016-03-20 22:00 | 720 | 716
2016-03-20 22:30 | 746 | 742
2016-03-20 23:00 | 754 | 750
2016-03-20 23:30 | 727 | 723
2016-03-21 | 665 | 657
2016-03-21 00:30 | 654 | 644
2016-03-21 01:00 | 654 | 641
2016-03-21 01:30 | 641 | 625
2016-03-21 02:00 | 605 | 587
2016-03-21 02:30 | 600 | 582
2016-03-21 03:00 | 585 | 566
2016-03-21 03:30 | 579 | 560
2016-03-21 04:00 | 553 | 532
2016-03-21 04:30 | 561 | 542
2016-03-21 05:00 | 582 | 563
2016-03-21 05:30 | 573 | 555
2016-03-21 06:00 | 630 | 615
2016-03-21 06:30 | 691 | 685
2016-03-21 07:00 | 736 | 733
2016-03-21 07:30 | 856 | 855
2016-03-21 08:00 | 879 | 877
2016-03-21 08:30 | 888 | 886
2016-03-21 09:00 | 911 | 910
2016-03-21 09:30 | 870 | 869
2016-03-21 10:00 | 964 | 964
2016-03-21 10:30 | 859 | 858
2016-03-21 11:00 | 869 | 867
2016-03-21 11:30 | 904 | 902
2016-03-21 12:00 | 929 | 927
2016-03-21 12:30 | 942 | 941
2016-03-21 13:00 | 965 | 964
2016-03-21 13:30 | 973 | 972
2016-03-21 14:00 | 946 | 945
2016-03-21 14:30 | 919 | 918
2016-03-21 15:00 | 962 | 961
2016-03-21 15:30 | 968 | 967
2016-03-21 16:00 | 962 | 961
2016-03-21 16:30 | 941 | 941
2016-03-21 17:00 | 902 | 901
2016-03-21 17:30 | 871 | 869
2016-03-21 18:00 | 853 | 852
2016-03-21 18:30 | 836 | 834
2016-03-21 19:00 | 841 | 839
2016-03-21 19:30 | 796 | 791
2016-03-21 20:00 | 829 | 824
2016-03-21 20:30 | 849 | 844
2016-03-21 21:00 | 863 | 857
2016-03-21 21:30 | 773 | 765
2016-03-21 22:00 | 718 | 711
2016-03-21 22:30 | 753 | 746
2016-03-21 23:00 | 746 | 739
2016-03-21 23:30 | 724 | 716
2016-03-22 | 689 | 676
2016-03-22 00:30 | 665 | 651
2016-03-22 01:00 | 656 | 642
2016-03-22 01:30 | 627 | 611
2016-03-22 02:00 | 618 | 601
2016-03-22 02:30 | 632 | 615
2016-03-22 03:00 | 626 | 609
2016-03-22 03:30 | 637 | 621
2016-03-22 04:00 | 620 | 604
2016-03-22 04:30 | 580 | 562
2016-03-22 05:00 | 562 | 544
2016-03-22 05:30 | 649 | 635
2016-03-22 06:00 | 701 | 689
2016-03-22 06:30 | 597 | 582
2016-03-22 07:00 | 616 | 603
2016-03-22 07:30 | 779 | 772
2016-03-22 08:00 | 822 | 817
2016-03-22 08:30 | 783 | 778
2016-03-22 09:00 | 763 | 757
2016-03-22 09:30 | 748 | 742
2016-03-22 10:00 | 743 | 737
2016-03-22 10:30 | 739 | 733
2016-03-22 11:00 | 762 | 757
2016-03-22 11:30 | 796 | 791
2016-03-22 12:00 | 844 | 841
2016-03-22 12:30 | 859 | 855
2016-03-22 13:00 | 858 | 855
2016-03-22 13:30 | 847 | 844
2016-03-22 14:00 | 840 | 837
2016-03-22 14:30 | 863 | 860
2016-03-22 15:00 | 867 | 865
2016-03-22 15:30 | 866 | 863
2016-03-22 16:00 | 890 | 887
2016-03-22 16:30 | 916 | 914
2016-03-22 17:00 | 938 | 936
2016-03-22 17:30 | 890 | 889
2016-03-22 18:00 | 875 | 874
2016-03-22 18:30 | 869 | 868
2016-03-22 19:00 | 869 | 868
2016-03-22 19:30 | 846 | 845
2016-03-22 20:00 | 904 | 903
2016-03-22 20:30 | 878 | 877
2016-03-22 21:00 | 862 | 860
2016-03-22 21:30 | 804 | 802
2016-03-22 22:00 | 785 | 782
2016-03-22 22:30 | 702 | 698
2016-03-22 23:00 | 653 | 649
2016-03-22 23:30 | 682 | 677
2016-03-23 | 666 | 660
2016-03-23 00:30 | 640 | 630
2016-03-23 01:00 | 633 | 621
2016-03-23 01:30 | 573 | 558
2016-03-23 02:00 | 542 | 524
2016-03-23 02:30 | 631 | 617
2016-03-23 03:00 | 666 | 651
2016-03-23 03:30 | 660 | 643
2016-03-23 04:00 | 669 | 652
2016-03-23 04:30 | 589 | 568
2016-03-23 05:00 | 576 | 555
2016-03-23 05:30 | 612 | 594
2016-03-23 06:00 | 664 | 649
2016-03-23 06:30 | 668 | 655
2016-03-23 07:00 | 685 | 675
2016-03-23 07:30 | 701 | 696
2016-03-23 08:00 | 726 | 723
2016-03-23 08:30 | 710 | 707
2016-03-23 09:00 | 685 | 682
2016-03-23 09:30 | 720 | 717
2016-03-23 10:00 | 703 | 699
2016-03-23 10:30 | 670 | 666
2016-03-23 11:00 | 698 | 694
2016-03-23 11:30 | 745 | 741
2016-03-23 12:00 | 768 | 764
2016-03-23 12:30 | 743 | 740
2016-03-23 13:00 | 747 | 743
2016-03-23 13:30 | 760 | 756
2016-03-23 14:00 | 766 | 763
2016-03-23 14:30 | 822 | 819
2016-03-23 15:00 | 854 | 852
2016-03-23 15:30 | 814 | 812
2016-03-23 16:00 | 907 | 905
2016-03-23 16:30 | 939 | 937
2016-03-23 17:00 | 915 | 913
2016-03-23 17:30 | 908 | 906
2016-03-23 18:00 | 896 | 893
2016-03-23 18:30 | 871 | 868
2016-03-23 19:00 | 822 | 820
2016-03-23 19:30 | 785 | 783
2016-03-23 20:00 | 823 | 820
2016-03-23 20:30 | 851 | 849
2016-03-23 21:00 | 808 | 805
2016-03-23 21:30 | 735 | 731
2016-03-23 22:00 | 674 | 669
2016-03-23 22:30 | 697 | 692
2016-03-23 23:00 | 787 | 783
2016-03-23 23:30 | 717 | 712
2016-03-24 | 664 | 657
2016-03-24 00:30 | 699 | 692
2016-03-24 01:00 | 722 | 713
2016-03-24 01:30 | 663 | 651
2016-03-24 02:00 | 642 | 629
2016-03-24 02:30 | 600 | 586
2016-03-24 03:00 | 605 | 590
2016-03-24 03:30 | 595 | 576
2016-03-24 04:00 | 571 | 549
2016-03-24 04:30 | 594 | 574
2016-03-24 05:00 | 608 | 589
2016-03-24 05:30 | 616 | 599
2016-03-24 06:00 | 649 | 634
2016-03-24 06:30 | 695 | 686
2016-03-24 07:00 | 645 | 643
2016-03-24 07:30 | 710 | 708
2016-03-24 08:00 | 780 | 778
2016-03-24 08:30 | 787 | 785
2016-03-24 09:00 | 745 | 744
2016-03-24 09:30 | 724 | 723
2016-03-24 10:00 | 731 | 729
2016-03-24 10:30 | 725 | 723
2016-03-24 11:00 | 741 | 739
2016-03-24 11:30 | 753 | 751
2016-03-24 12:00 | 750 | 748
2016-03-24 12:30 | 741 | 739
2016-03-24 13:00 | 774 | 773
2016-03-24 13:30 | 778 | 777
2016-03-24 14:00 | 812 | 811
2016-03-24 14:30 | 825 | 824
2016-03-24 15:00 | 815 | 814
2016-03-24 15:30 | 805 | 804
2016-03-24 16:00 | 816 | 815
2016-03-24 16:30 | 827 | 825
2016-03-24 17:00 | 851 | 850
2016-03-24 17:30 | 834 | 832
2016-03-24 18:00 | 820 | 818
2016-03-24 18:30 | 843 | 842
2016-03-24 19:00 | 890 | 889
2016-03-24 19:30 | 885 | 883
2016-03-24 20:00 | 855 | 853
2016-03-24 20:30 | 820 | 818
2016-03-24 21:00 | 813 | 811
2016-03-24 21:30 | 711 | 707
2016-03-24 22:00 | 667 | 662
2016-03-24 22:30 | 688 | 684
2016-03-24 23:00 | 692 | 687
2016-03-24 23:30 | 647 | 642
2016-03-25 | 595 | 584
2016-03-25 00:30 | 628 | 617
2016-03-25 01:00 | 633 | 617
2016-03-25 01:30 | 581 | 554
2016-03-25 02:00 | 554 | 525
2016-03-25 02:30 | 523 | 490
2016-03-25 03:00 | 527 | 494
2016-03-25 03:30 | 523 | 489
2016-03-25 04:00 | 513 | 478
2016-03-25 04:30 | 488 | 451
2016-03-25 05:00 | 467 | 427
2016-03-25 05:30 | 492 | 455
2016-03-25 06:00 | 509 | 474
2016-03-25 06:30 | 508 | 473
2016-03-25 07:00 | 497 | 461
2016-03-25 07:30 | 531 | 504
2016-03-25 08:00 | 530 | 512
2016-03-25 08:30 | 536 | 524
2016-03-25 09:00 | 551 | 540
2016-03-25 09:30 | 565 | 555
2016-03-25 10:00 | 559 | 549
2016-03-25 10:30 | 578 | 568
2016-03-25 11:00 | 583 | 573
2016-03-25 11:30 | 567 | 557
2016-03-25 12:00 | 566 | 556
2016-03-25 12:30 | 588 | 578
2016-03-25 13:00 | 603 | 593
2016-03-25 13:30 | 596 | 587
2016-03-25 14:00 | 611 | 602
2016-03-25 14:30 | 658 | 651
2016-03-25 15:00 | 669 | 662
2016-03-25 15:30 | 715 | 709
2016-03-25 16:00 | 735 | 730
2016-03-25 16:30 | 754 | 750
2016-03-25 17:00 | 795 | 791
2016-03-25 17:30 | 793 | 789
2016-03-25 18:00 | 805 | 800
2016-03-25 18:30 | 762 | 758
2016-03-25 19:00 | 781 | 777
2016-03-25 19:30 | 726 | 721
2016-03-25 20:00 | 774 | 770
2016-03-25 20:30 | 770 | 766
2016-03-25 21:00 | 751 | 746
2016-03-25 21:30 | 644 | 637
2016-03-25 22:00 | 602 | 594
2016-03-25 22:30 | 604 | 595
2016-03-25 23:00 | 668 | 660
2016-03-25 23:30 | 615 | 602
2016-03-26 | 536 | 519
2016-03-26 00:30 | 529 | 508
2016-03-26 01:00 | 538 | 514
2016-03-26 01:30 | 512 | 484
2016-03-26 02:00 | 489 | 454
2016-03-26 02:30 | 491 | 451
2016-03-26 03:00 | 468 | 425
2016-03-26 03:30 | 462 | 418
2016-03-26 04:00 | 457 | 412
2016-03-26 04:30 | 453 | 409
2016-03-26 05:00 | 434 | 387
2016-03-26 05:30 | 442 | 398
2016-03-26 06:00 | 461 | 418
2016-03-26 06:30 | 468 | 428
2016-03-26 07:00 | 511 | 477
2016-03-26 07:30 | 559 | 535
2016-03-26 08:00 | 588 | 574
2016-03-26 08:30 | 603 | 590
2016-03-26 09:00 | 624 | 611
2016-03-26 09:30 | 625 | 613
2016-03-26 10:00 | 614 | 602
2016-03-26 10:30 | 619 | 607
2016-03-26 11:00 | 624 | 612
2016-03-26 11:30 | 613 | 601
2016-03-26 12:00 | 633 | 622
2016-03-26 12:30 | 660 | 651
2016-03-26 13:00 | 690 | 682
2016-03-26 13:30 | 752 | 745
2016-03-26 14:00 | 775 | 768
2016-03-26 14:30 | 793 | 787
2016-03-26 15:00 | 814 | 808
2016-03-26 15:30 | 863 | 858
2016-03-26 16:00 | 854 | 850
2016-03-26 16:30 | 887 | 882
2016-03-26 17:00 | 894 | 890
2016-03-26 17:30 | 881 | 876
2016-03-26 18:00 | 867 | 863
2016-03-26 18:30 | 897 | 893
2016-03-26 19:00 | 879 | 875
2016-03-26 19:30 | 871 | 866
2016-03-26 20:00 | 847 | 842
2016-03-26 20:30 | 838 | 833
2016-03-26 21:00 | 781 | 773
2016-03-26 21:30 | 720 | 709
2016-03-26 22:00 | 697 | 684
2016-03-26 22:30 | 701 | 684
2016-03-26 23:00 | 699 | 681
2016-03-26 23:30 | 659 | 640
2016-03-27 | 612 | 589
2016-03-27 00:30 | 585 | 559
2016-03-27 01:00 | 566 | 538
2016-03-27 01:30 | 515 | 482
2016-03-27 02:00 | 490 | 453
2016-03-27 02:30 | 479 | 434
2016-03-27 03:00 | 477 | 440
2016-03-27 03:30 | 474 | 436
2016-03-27 04:00 | 468 | 427
2016-03-27 04:30 | 460 | 417
2016-03-27 05:00 | 450 | 405
2016-03-27 05:30 | 518 | 483
2016-03-27 06:00 | 513 | 478
2016-03-27 06:30 | 483 | 444
2016-03-27 07:00 | 466 | 427
2016-03-27 07:30 | 520 | 488
2016-03-27 08:00 | 544 | 513
2016-03-27 08:30 | 579 | 554
2016-03-27 09:00 | 598 | 580
2016-03-27 09:30 | 606 | 587
2016-03-27 10:00 | 619 | 604
2016-03-27 10:30 | 650 | 639
2016-03-27 11:00 | 673 | 662
2016-03-27 11:30 | 665 | 654
2016-03-27 12:00 | 674 | 663
2016-03-27 12:30 | 665 | 653
2016-03-27 13:00 | 664 | 652
2016-03-27 13:30 | 654 | 641
2016-03-27 14:00 | 655 | 643
2016-03-27 14:30 | 670 | 658
2016-03-27 15:00 | 703 | 692
2016-03-27 15:30 | 717 | 707
2016-03-27 16:00 | 740 | 731
2016-03-27 16:30 | 758 | 749
2016-03-27 17:00 | 775 | 768
2016-03-27 17:30 | 772 | 764
2016-03-27 18:00 | 793 | 786
2016-03-27 18:30 | 803 | 797
2016-03-27 19:00 | 839 | 833
2016-03-27 19:30 | 818 | 811
2016-03-27 20:00 | 818 | 811
2016-03-27 20:30 | 805 | 797
2016-03-27 21:00 | 768 | 759
2016-03-27 21:30 | 694 | 684
2016-03-27 22:00 | 628 | 613
2016-03-27 22:30 | 652 | 637
2016-03-27 23:00 | 722 | 707
2016-03-27 23:30 | 665 | 645
2016-03-28 | 592 | 566
2016-03-28 00:30 | 577 | 550
2016-03-28 01:00 | 568 | 541
2016-03-28 01:30 | 546 | 515
2016-03-28 02:00 | 505 | 462
2016-03-28 02:30 | 497 | 452
2016-03-28 03:00 | 481 | 434
2016-03-28 03:30 | 479 | 431
2016-03-28 04:00 | 487 | 439
2016-03-28 04:30 | 484 | 435
2016-03-28 05:00 | 477 | 426
2016-03-28 05:30 | 505 | 468
2016-03-28 06:00 | 463 | 422
2016-03-28 06:30 | 450 | 407
2016-03-28 07:00 | 485 | 457
2016-03-28 07:30 | 551 | 530
2016-03-28 08:00 | 576 | 557
2016-03-28 08:30 | 623 | 607
2016-03-28 09:00 | 644 | 628
2016-03-28 09:30 | 667 | 652
2016-03-28 10:00 | 697 | 683
2016-03-28 10:30 | 706 | 693
2016-03-28 11:00 | 713 | 700
2016-03-28 11:30 | 708 | 695
2016-03-28 12:00 | 702 | 688
2016-03-28 12:30 | 715 | 703
2016-03-28 13:00 | 721 | 708
2016-03-28 13:30 | 721 | 708
2016-03-28 14:00 | 719 | 707
2016-03-28 14:30 | 723 | 710
2016-03-28 15:00 | 740 | 728
2016-03-28 15:30 | 755 | 745
2016-03-28 16:00 | 783 | 774
2016-03-28 16:30 | 812 | 805
2016-03-28 17:00 | 868 | 863
2016-03-28 17:30 | 906 | 903
2016-03-28 18:00 | 934 | 930
2016-03-28 18:30 | 960 | 957
2016-03-28 19:00 | 880 | 876
2016-03-28 19:30 | 761 | 756
2016-03-28 20:00 | 821 | 816
2016-03-28 20:30 | 805 | 799
2016-03-28 21:00 | 809 | 803
2016-03-28 21:30 | 739 | 731
2016-03-28 22:00 | 673 | 662
2016-03-28 22:30 | 687 | 676
2016-03-28 23:00 | 681 | 670
2016-03-28 23:30 | 624 | 611
2016-03-29 | 559 | 543
2016-03-29 00:30 | 549 | 524
2016-03-29 01:00 | 543 | 511
2016-03-29 01:30 | 533 | 499
2016-03-29 02:00 | 506 | 470
2016-03-29 02:30 | 494 | 457
2016-03-29 03:00 | 508 | 472
2016-03-29 03:30 | 525 | 491
2016-03-29 04:00 | 512 | 477
2016-03-29 04:30 | 491 | 453
2016-03-29 05:00 | 471 | 432
2016-03-29 05:30 | 508 | 474
2016-03-29 06:00 | 530 | 512
2016-03-29 06:30 | 553 | 539
2016-03-29 07:00 | 666 | 657
2016-03-29 07:30 | 792 | 786
2016-03-29 08:00 | 815 | 810
2016-03-29 08:30 | 834 | 830
2016-03-29 09:00 | 869 | 865
2016-03-29 09:30 | 882 | 878
2016-03-29 10:00 | 867 | 863
2016-03-29 10:30 | 785 | 780
2016-03-29 11:00 | 812 | 808
2016-03-29 11:30 | 815 | 810
2016-03-29 12:00 | 833 | 829
2016-03-29 12:30 | 847 | 844
2016-03-29 13:00 | 872 | 869
2016-03-29 13:30 | 911 | 909
2016-03-29 14:00 | 943 | 942
2016-03-29 14:30 | 944 | 943
2016-03-29 15:00 | 956 | 954
2016-03-29 15:30 | 1000 | 998
2016-03-29 16:00 | 1016 | 1015
2016-03-29 16:30 | 971 | 970
2016-03-29 17:00 | 949 | 947
2016-03-29 17:30 | 935 | 934
2016-03-29 18:00 | 908 | 905
2016-03-29 18:30 | 921 | 919
2016-03-29 19:00 | 955 | 953
2016-03-29 19:30 | 925 | 922
2016-03-29 20:00 | 937 | 934
2016-03-29 20:30 | 924 | 920
2016-03-29 21:00 | 927 | 923
2016-03-29 21:30 | 832 | 825
2016-03-29 22:00 | 773 | 765
2016-03-29 22:30 | 772 | 765
2016-03-29 23:00 | 790 | 784
2016-03-29 23:30 | 741 | 734
2016-03-30 | 670 | 661
2016-03-30 00:30 | 674 | 664
2016-03-30 01:00 | 635 | 623
2016-03-30 01:30 | 585 | 570
2016-03-30 02:00 | 556 | 534
2016-03-30 02:30 | 569 | 548
2016-03-30 03:00 | 568 | 546
2016-03-30 03:30 | 568 | 546
2016-03-30 04:00 | 566 | 544
2016-03-30 04:30 | 571 | 550
2016-03-30 05:00 | 525 | 501
2016-03-30 05:30 | 555 | 535
2016-03-30 06:00 | 572 | 558
2016-03-30 06:30 | 590 | 578
2016-03-30 07:00 | 699 | 691
2016-03-30 07:30 | 821 | 816
2016-03-30 08:00 | 863 | 859
2016-03-30 08:30 | 887 | 884
2016-03-30 09:00 | 923 | 920
2016-03-30 09:30 | 949 | 946
2016-03-30 10:00 | 862 | 858
2016-03-30 10:30 | 850 | 846
2016-03-30 11:00 | 864 | 861
2016-03-30 11:30 | 861 | 858
2016-03-30 12:00 | 874 | 871
2016-03-30 12:30 | 893 | 890
2016-03-30 13:00 | 923 | 921
2016-03-30 13:30 | 977 | 976
2016-03-30 14:00 | 981 | 979
2016-03-30 14:30 | 1018 | 1017
2016-03-30 15:00 | 1001 | 1001
2016-03-30 15:30 | 971 | 971
2016-03-30 16:00 | 951 | 951
2016-03-30 16:30 | 970 | 969
2016-03-30 17:00 | 975 | 974
2016-03-30 17:30 | 983 | 981
2016-03-30 18:00 | 969 | 967
2016-03-30 18:30 | 963 | 961
2016-03-30 19:00 | 936 | 934
2016-03-30 19:30 | 932 | 929
2016-03-30 20:00 | 954 | 951
2016-03-30 20:30 | 946 | 944
2016-03-30 21:00 | 898 | 896
2016-03-30 21:30 | 811 | 807
2016-03-30 22:00 | 687 | 681
2016-03-30 22:30 | 594 | 584
2016-03-30 23:00 | 590 | 580
2016-03-30 23:30 | 554 | 541
2016-03-31 | 456 | 431
2016-03-31 00:30 | 487 | 461
2016-03-31 01:00 | 544 | 511
2016-03-31 01:30 | 504 | 466
2016-03-31 02:00 | 513 | 477
2016-03-31 02:30 | 543 | 510
2016-03-31 03:00 | 564 | 532
2016-03-31 03:30 | 556 | 524
2016-03-31 04:00 | 553 | 521
2016-03-31 04:30 | 536 | 502
2016-03-31 05:00 | 517 | 481
2016-03-31 05:30 | 553 | 524
2016-03-31 06:00 | 588 | 562
2016-03-31 06:30 | 618 | 595
2016-03-31 07:00 | 707 | 698
2016-03-31 07:30 | 797 | 790
2016-03-31 08:00 | 831 | 825
2016-03-31 08:30 | 861 | 856
2016-03-31 09:00 | 889 | 886
2016-03-31 09:30 | 860 | 857
2016-03-31 10:00 | 872 | 870
2016-03-31 10:30 | 899 | 897
2016-03-31 11:00 | 923 | 922
2016-03-31 11:30 | 952 | 951
2016-03-31 12:00 | 972 | 971
2016-03-31 12:30 | 956 | 955
2016-03-31 13:00 | 972 | 971
2016-03-31 13:30 | 966 | 965
2016-03-31 14:00 | 981 | 980
2016-03-31 14:30 | 998 | 997
2016-03-31 15:00 | 998 | 997
2016-03-31 15:30 | 1019 | 1018
2016-03-31 16:00 | 953 | 953
2016-03-31 16:30 | 930 | 929
2016-03-31 17:00 | 928 | 927
2016-03-31 17:30 | 911 | 910
2016-03-31 18:00 | 888 | 887
2016-03-31 18:30 | 892 | 892
2016-03-31 19:00 | 894 | 894
2016-03-31 19:30 | 865 | 864
2016-03-31 20:00 | 903 | 902
2016-03-31 20:30 | 927 | 926
2016-03-31 21:00 | 897 | 895
2016-03-31 21:30 | 838 | 836
2016-03-31 22:00 | 795 | 792
2016-03-31 22:30 | 782 | 779
2016-03-31 23:00 | 738 | 733
2016-03-31 23:30 | 661 | 654
2016-04-01 | 588 | 577
2016-04-01 00:30 | 487 | 465
2016-04-01 01:00 | 452 | 426
2016-04-01 01:30 | 437 | 402
2016-04-01 02:00 | 417 | 376
2016-04-01 02:30 | 363 | 312
2016-04-01 03:00 | 358 | 307
2016-04-01 03:30 | 374 | 327
2016-04-01 04:00 | 383 | 336
2016-04-01 04:30 | 338 | 276
2016-04-01 05:00 | 350 | 292
2016-04-01 05:30 | 360 | 308
2016-04-01 06:00 | 373 | 340
2016-04-01 06:30 | 448 | 430
2016-04-01 07:00 | 506 | 493
2016-04-01 07:30 | 597 | 589
2016-04-01 08:00 | 620 | 613
2016-04-01 08:30 | 697 | 692
2016-04-01 09:00 | 719 | 715
2016-04-01 09:30 | 735 | 731
2016-04-01 10:00 | 757 | 754
2016-04-01 10:30 | 781 | 777
2016-04-01 11:00 | 813 | 810
2016-04-01 11:30 | 787 | 784
2016-04-01 12:00 | 803 | 800
2016-04-01 12:30 | 800 | 797
2016-04-01 13:00 | 802 | 799
2016-04-01 13:30 | 810 | 808
2016-04-01 14:00 | 858 | 856
2016-04-01 14:30 | 886 | 884
2016-04-01 15:00 | 926 | 925
2016-04-01 15:30 | 938 | 937
2016-04-01 16:00 | 924 | 923
2016-04-01 16:30 | 941 | 940
2016-04-01 17:00 | 969 | 968
2016-04-01 17:30 | 960 | 959
2016-04-01 18:00 | 913 | 911
2016-04-01 18:30 | 899 | 897
2016-04-01 19:00 | 887 | 885
2016-04-01 19:30 | 909 | 907
2016-04-01 20:00 | 891 | 889
2016-04-01 20:30 | 899 | 897
2016-04-01 21:00 | 874 | 871
2016-04-01 21:30 | 859 | 856
2016-04-01 22:00 | 832 | 829
2016-04-01 22:30 | 805 | 799
2016-04-01 23:00 | 840 | 834
2016-04-01 23:30 | 785 | 773
2016-04-02 | 691 | 673
2016-04-02 00:30 | 629 | 606
2016-04-02 01:00 | 597 | 570
2016-04-02 01:30 | 540 | 506
2016-04-02 02:00 | 523 | 486
2016-04-02 02:30 | 527 | 489
2016-04-02 03:00 | 521 | 483
2016-04-02 03:30 | 540 | 504
2016-04-02 04:00 | 536 | 500
2016-04-02 04:30 | 525 | 487
2016-04-02 05:00 | 488 | 445
2016-04-02 05:30 | 466 | 421
2016-04-02 06:00 | 463 | 417
2016-04-02 06:30 | 504 | 466
2016-04-02 07:00 | 492 | 454
2016-04-02 07:30 | 516 | 489
2016-04-02 08:00 | 514 | 497
2016-04-02 08:30 | 526 | 509
2016-04-02 09:00 | 566 | 551
2016-04-02 09:30 | 603 | 591
2016-04-02 10:00 | 638 | 628
2016-04-02 10:30 | 639 | 628
2016-04-02 11:00 | 610 | 598
2016-04-02 11:30 | 569 | 555
2016-04-02 12:00 | 571 | 557
2016-04-02 12:30 | 582 | 569
2016-04-02 13:00 | 604 | 591
2016-04-02 13:30 | 620 | 608
2016-04-02 14:00 | 661 | 651
2016-04-02 14:30 | 696 | 688
2016-04-02 15:00 | 726 | 722
2016-04-02 15:30 | 683 | 680
2016-04-02 16:00 | 726 | 723
2016-04-02 16:30 | 780 | 779
2016-04-02 17:00 | 788 | 787
2016-04-02 17:30 | 743 | 741
2016-04-02 18:00 | 733 | 730
2016-04-02 18:30 | 698 | 695
2016-04-02 19:00 | 682 | 678
2016-04-02 19:30 | 624 | 618
2016-04-02 20:00 | 661 | 656
2016-04-02 20:30 | 707 | 703
2016-04-02 21:00 | 685 | 680
2016-04-02 21:30 | 671 | 667
2016-04-02 22:00 | 676 | 672
2016-04-02 22:30 | 708 | 700
2016-04-02 23:00 | 714 | 705
2016-04-02 23:30 | 661 | 649
2016-04-03 | 588 | 572
2016-04-03 00:30 | 551 | 534
2016-04-03 01:00 | 532 | 508
2016-04-03 01:30 | 490 | 450
2016-04-03 02:00 | 455 | 410
2016-04-03 02:30 | 429 | 378
2016-04-03 03:00 | 410 | 357
2016-04-03 03:30 | 408 | 352
2016-04-03 04:00 | 399 | 342
2016-04-03 04:30 | 412 | 358
2016-04-03 05:00 | 404 | 349
2016-04-03 05:30 | 425 | 375
2016-04-03 06:00 | 446 | 401
2016-04-03 06:30 | 453 | 410
2016-04-03 07:00 | 478 | 438
2016-04-03 07:30 | 503 | 469
2016-04-03 08:00 | 512 | 479
2016-04-03 08:30 | 464 | 435
2016-04-03 09:00 | 446 | 422
2016-04-03 09:30 | 412 | 386
2016-04-03 10:00 | 419 | 400
2016-04-03 10:30 | 407 | 388
2016-04-03 11:00 | 416 | 399
2016-04-03 11:30 | 452 | 438
2016-04-03 12:00 | 471 | 457
2016-04-03 12:30 | 501 | 489
2016-04-03 13:00 | 512 | 501
2016-04-03 13:30 | 537 | 528
2016-04-03 14:00 | 560 | 551
2016-04-03 14:30 | 593 | 585
2016-04-03 15:00 | 653 | 647
2016-04-03 15:30 | 676 | 670
2016-04-03 16:00 | 714 | 710
2016-04-03 16:30 | 741 | 737
2016-04-03 17:00 | 752 | 748
2016-04-03 17:30 | 701 | 697
2016-04-03 18:00 | 706 | 702
2016-04-03 18:30 | 696 | 691
2016-04-03 19:00 | 722 | 718
2016-04-03 19:30 | 733 | 729
2016-04-03 20:00 | 732 | 728
2016-04-03 20:30 | 732 | 727
2016-04-03 21:00 | 680 | 673
2016-04-03 21:30 | 682 | 676
2016-04-03 22:00 | 673 | 667
2016-04-03 22:30 | 700 | 694
2016-04-03 23:00 | 711 | 706
2016-04-03 23:30 | 655 | 648
2016-04-04 | 594 | 585
2016-04-04 00:30 | 531 | 515
2016-04-04 01:00 | 487 | 464
2016-04-04 01:30 | 448 | 414
2016-04-04 02:00 | 410 | 370
2016-04-04 02:30 | 399 | 351
2016-04-04 03:00 | 413 | 362
2016-04-04 03:30 | 418 | 368
2016-04-04 04:00 | 427 | 379
2016-04-04 04:30 | 420 | 371
2016-04-04 05:00 | 429 | 383
2016-04-04 05:30 | 477 | 442
2016-04-04 06:00 | 575 | 549
2016-04-04 06:30 | 634 | 614
2016-04-04 07:00 | 667 | 648
2016-04-04 07:30 | 656 | 638
2016-04-04 08:00 | 646 | 636
2016-04-04 08:30 | 658 | 650
2016-04-04 09:00 | 675 | 666
2016-04-04 09:30 | 665 | 656
2016-04-04 10:00 | 685 | 677
2016-04-04 10:30 | 641 | 632
2016-04-04 11:00 | 633 | 624
2016-04-04 11:30 | 646 | 637
2016-04-04 12:00 | 695 | 688
2016-04-04 12:30 | 719 | 715
2016-04-04 13:00 | 753 | 751
2016-04-04 13:30 | 765 | 763
2016-04-04 14:00 | 737 | 734
2016-04-04 14:30 | 686 | 682
2016-04-04 15:00 | 679 | 674
2016-04-04 15:30 | 703 | 699
2016-04-04 16:00 | 764 | 761
2016-04-04 16:30 | 798 | 796
2016-04-04 17:00 | 794 | 791
2016-04-04 17:30 | 766 | 762
2016-04-04 18:00 | 739 | 735
2016-04-04 18:30 | 755 | 751
2016-04-04 19:00 | 764 | 760
2016-04-04 19:30 | 774 | 770
2016-04-04 20:00 | 751 | 747
2016-04-04 20:30 | 713 | 708
2016-04-04 21:00 | 735 | 730
2016-04-04 21:30 | 727 | 722
2016-04-04 22:00 | 689 | 683
2016-04-04 22:30 | 696 | 687
2016-04-04 23:00 | 732 | 725
2016-04-04 23:30 | 667 | 658
2016-04-05 | 594 | 579
2016-04-05 00:30 | 556 | 528
2016-04-05 01:00 | 527 | 496
2016-04-05 01:30 | 483 | 445
2016-04-05 02:00 | 448 | 405
2016-04-05 02:30 | 412 | 361
2016-04-05 03:00 | 408 | 357
2016-04-05 03:30 | 396 | 342
2016-04-05 04:00 | 390 | 345
2016-04-05 04:30 | 480 | 452
2016-04-05 05:00 | 413 | 375
2016-04-05 05:30 | 443 | 418
2016-04-05 06:00 | 499 | 487
2016-04-05 06:30 | 567 | 558
2016-04-05 07:00 | 622 | 615
2016-04-05 07:30 | 614 | 607
2016-04-05 08:00 | 572 | 562
2016-04-05 08:30 | 557 | 548
2016-04-05 09:00 | 584 | 576
2016-04-05 09:30 | 566 | 557
2016-04-05 10:00 | 562 | 553
2016-04-05 10:30 | 566 | 558
2016-04-05 11:00 | 560 | 551
2016-04-05 11:30 | 552 | 543
2016-04-05 12:00 | 566 | 558
2016-04-05 12:30 | 570 | 562
2016-04-05 13:00 | 565 | 557
2016-04-05 13:30 | 592 | 585
2016-04-05 14:00 | 625 | 619
2016-04-05 14:30 | 628 | 622
2016-04-05 15:00 | 670 | 665
2016-04-05 15:30 | 674 | 669
2016-04-05 16:00 | 629 | 624
2016-04-05 16:30 | 565 | 559
2016-04-05 17:00 | 561 | 556
2016-04-05 17:30 | 635 | 630
2016-04-05 18:00 | 636 | 631
2016-04-05 18:30 | 628 | 622
2016-04-05 19:00 | 670 | 666
2016-04-05 19:30 | 725 | 721
2016-04-05 20:00 | 712 | 708
2016-04-05 20:30 | 674 | 669
2016-04-05 21:00 | 659 | 653
2016-04-05 21:30 | 663 | 657
2016-04-05 22:00 | 649 | 639
2016-04-05 22:30 | 652 | 638
2016-04-05 23:00 | 649 | 635
2016-04-05 23:30 | 605 | 588
2016-04-06 | 557 | 537
2016-04-06 00:30 | 481 | 455
2016-04-06 01:00 | 457 | 426
2016-04-06 01:30 | 424 | 388
2016-04-06 02:00 | 385 | 332
2016-04-06 02:30 | 388 | 335
2016-04-06 03:00 | 378 | 322
2016-04-06 03:30 | 385 | 331
2016-04-06 04:00 | 456 | 416
2016-04-06 04:30 | 451 | 409
2016-04-06 05:00 | 406 | 357
2016-04-06 05:30 | 460 | 429
2016-04-06 06:00 | 523 | 509
2016-04-06 06:30 | 592 | 585
2016-04-06 07:00 | 645 | 640
2016-04-06 07:30 | 681 | 676
2016-04-06 08:00 | 609 | 602
2016-04-06 08:30 | 588 | 580
2016-04-06 09:00 | 566 | 557
2016-04-06 09:30 | 595 | 588
2016-04-06 10:00 | 604 | 598
2016-04-06 10:30 | 597 | 590
2016-04-06 11:00 | 614 | 604
2016-04-06 11:30 | 663 | 655
2016-04-06 12:00 | 738 | 733
2016-04-06 12:30 | 739 | 733
2016-04-06 13:00 | 719 | 713
2016-04-06 13:30 | 715 | 709
2016-04-06 14:00 | 734 | 729
2016-04-06 14:30 | 669 | 662
2016-04-06 15:00 | 655 | 648
2016-04-06 15:30 | 696 | 690
2016-04-06 16:00 | 711 | 705
2016-04-06 16:30 | 716 | 710
2016-04-06 17:00 | 654 | 647
2016-04-06 17:30 | 734 | 728
2016-04-06 18:00 | 723 | 717
2016-04-06 18:30 | 681 | 674
2016-04-06 19:00 | 733 | 728
2016-04-06 19:30 | 743 | 737
2016-04-06 20:00 | 709 | 702
2016-04-06 20:30 | 709 | 703
2016-04-06 21:00 | 672 | 667
2016-04-06 21:30 | 665 | 659
2016-04-06 22:00 | 638 | 632
2016-04-06 22:30 | 565 | 555
2016-04-06 23:00 | 574 | 564
2016-04-06 23:30 | 522 | 511
2016-04-07 | 472 | 457
2016-04-07 00:30 | 466 | 445
2016-04-07 01:00 | 465 | 441
2016-04-07 01:30 | 452 | 413
2016-04-07 02:00 | 425 | 379
2016-04-07 02:30 | 422 | 376
2016-04-07 03:00 | 419 | 372
2016-04-07 03:30 | 408 | 360
2016-04-07 04:00 | 394 | 342
2016-04-07 04:30 | 415 | 368
2016-04-07 05:00 | 436 | 393
2016-04-07 05:30 | 441 | 412
2016-04-07 06:00 | 491 | 473
2016-04-07 06:30 | 505 | 488
2016-04-07 07:00 | 506 | 487
2016-04-07 07:30 | 570 | 556
2016-04-07 08:00 | 574 | 559
2016-04-07 08:30 | 606 | 594
2016-04-07 09:00 | 647 | 635
2016-04-07 09:30 | 710 | 702
2016-04-07 10:00 | 679 | 670
2016-04-07 10:30 | 654 | 645
2016-04-07 11:00 | 700 | 693
2016-04-07 11:30 | 745 | 736
2016-04-07 12:00 | 742 | 733
2016-04-07 12:30 | 714 | 704
2016-04-07 13:00 | 697 | 686
2016-04-07 13:30 | 710 | 701
2016-04-07 14:00 | 745 | 738
2016-04-07 14:30 | 801 | 797
2016-04-07 15:00 | 837 | 834
2016-04-07 15:30 | 857 | 854
2016-04-07 16:00 | 874 | 871
2016-04-07 16:30 | 894 | 892
2016-04-07 17:00 | 859 | 856
2016-04-07 17:30 | 787 | 783
2016-04-07 18:00 | 755 | 751
2016-04-07 18:30 | 779 | 776
2016-04-07 19:00 | 818 | 815
2016-04-07 19:30 | 849 | 846
2016-04-07 20:00 | 767 | 762
2016-04-07 20:30 | 727 | 720
2016-04-07 21:00 | 716 | 707
2016-04-07 21:30 | 720 | 714
2016-04-07 22:00 | 720 | 715
2016-04-07 22:30 | 687 | 681
2016-04-07 23:00 | 670 | 665
2016-04-07 23:30 | 618 | 610
2016-04-08 | 532 | 521
2016-04-08 00:30 | 466 | 452
2016-04-08 01:00 | 471 | 455
2016-04-08 01:30 | 455 | 433
2016-04-08 02:00 | 403 | 376
2016-04-08 02:30 | 440 | 410
2016-04-08 03:00 | 445 | 414
2016-04-08 03:30 | 477 | 450
2016-04-08 04:00 | 490 | 464
2016-04-08 04:30 | 472 | 444
2016-04-08 05:00 | 458 | 428
2016-04-08 05:30 | 485 | 460
2016-04-08 06:00 | 550 | 529
2016-04-08 06:30 | 557 | 538
2016-04-08 07:00 | 533 | 512
2016-04-08 07:30 | 575 | 557
2016-04-08 08:00 | 606 | 590
2016-04-08 08:30 | 620 | 614
2016-04-08 09:00 | 654 | 649
2016-04-08 09:30 | 687 | 683
2016-04-08 10:00 | 648 | 643
2016-04-08 10:30 | 665 | 661
2016-04-08 11:00 | 613 | 607
2016-04-08 11:30 | 604 | 599
2016-04-08 12:00 | 524 | 518
2016-04-08 12:30 | 473 | 466
2016-04-08 13:00 | 531 | 526
2016-04-08 13:30 | 572 | 569
2016-04-08 14:00 | 564 | 561
2016-04-08 14:30 | 578 | 576
2016-04-08 15:00 | 539 | 535
2016-04-08 15:30 | 524 | 519
2016-04-08 16:00 | 538 | 535
2016-04-08 16:30 | 550 | 547
2016-04-08 17:00 | 535 | 532
2016-04-08 17:30 | 527 | 522
2016-04-08 18:00 | 577 | 572
2016-04-08 18:30 | 546 | 541
2016-04-08 19:00 | 612 | 607
2016-04-08 19:30 | 662 | 655
2016-04-08 20:00 | 652 | 645
2016-04-08 20:30 | 656 | 649
2016-04-08 21:00 | 576 | 566
2016-04-08 21:30 | 625 | 615
2016-04-08 22:00 | 625 | 615
2016-04-08 22:30 | 653 | 644
2016-04-08 23:00 | 680 | 672
2016-04-08 23:30 | 614 | 603
2016-04-09 | 528 | 513
2016-04-09 00:30 | 523 | 498
2016-04-09 01:00 | 540 | 512
2016-04-09 01:30 | 537 | 508
2016-04-09 02:00 | 523 | 493
2016-04-09 02:30 | 503 | 469
2016-04-09 03:00 | 491 | 456
2016-04-09 03:30 | 490 | 455
2016-04-09 04:00 | 497 | 462
2016-04-09 04:30 | 472 | 435
2016-04-09 05:00 | 445 | 404
2016-04-09 05:30 | 471 | 435
2016-04-09 06:00 | 489 | 454
2016-04-09 06:30 | 479 | 444
2016-04-09 07:00 | 489 | 458
2016-04-09 07:30 | 445 | 415
2016-04-09 08:00 | 448 | 421
2016-04-09 08:30 | 501 | 488
2016-04-09 09:00 | 518 | 504
2016-04-09 09:30 | 518 | 504
2016-04-09 10:00 | 531 | 518
2016-04-09 10:30 | 497 | 482
2016-04-09 11:00 | 488 | 472
2016-04-09 11:30 | 468 | 451
2016-04-09 12:00 | 492 | 476
2016-04-09 12:30 | 505 | 490
2016-04-09 13:00 | 512 | 498
2016-04-09 13:30 | 554 | 542
2016-04-09 14:00 | 586 | 575
2016-04-09 14:30 | 619 | 608
2016-04-09 15:00 | 654 | 645
2016-04-09 15:30 | 699 | 692
2016-04-09 16:00 | 752 | 745
2016-04-09 16:30 | 688 | 681
2016-04-09 17:00 | 628 | 621
2016-04-09 17:30 | 568 | 559
2016-04-09 18:00 | 501 | 488
2016-04-09 18:30 | 421 | 405
2016-04-09 19:00 | 468 | 455
2016-04-09 19:30 | 501 | 488
2016-04-09 20:00 | 472 | 458
2016-04-09 20:30 | 423 | 406
2016-04-09 21:00 | 494 | 480
2016-04-09 21:30 | 576 | 565
2016-04-09 22:00 | 605 | 594
2016-04-09 22:30 | 662 | 653
2016-04-09 23:00 | 667 | 658
2016-04-09 23:30 | 656 | 646
2016-04-10 | 630 | 617
2016-04-10 00:30 | 604 | 587
2016-04-10 01:00 | 569 | 547
2016-04-10 01:30 | 583 | 557
2016-04-10 02:00 | 587 | 562
2016-04-10 02:30 | 659 | 637
2016-04-10 03:00 | 661 | 638
2016-04-10 03:30 | 631 | 608
2016-04-10 04:00 | 634 | 611
2016-04-10 04:30 | 640 | 617
2016-04-10 05:00 | 635 | 612
2016-04-10 05:30 | 621 | 597
2016-04-10 06:00 | 634 | 611
2016-04-10 06:30 | 650 | 628
2016-04-10 07:00 | 578 | 552
2016-04-10 07:30 | 564 | 539
2016-04-10 08:00 | 537 | 510
2016-04-10 08:30 | 524 | 498
2016-04-10 09:00 | 521 | 503
2016-04-10 09:30 | 553 | 536
2016-04-10 10:00 | 547 | 530
2016-04-10 10:30 | 560 | 544
2016-04-10 11:00 | 570 | 555
2016-04-10 11:30 | 602 | 588
2016-04-10 12:00 | 618 | 604
2016-04-10 12:30 | 624 | 611
2016-04-10 13:00 | 676 | 664
2016-04-10 13:30 | 711 | 700
2016-04-10 14:00 | 750 | 739
2016-04-10 14:30 | 763 | 753
2016-04-10 15:00 | 798 | 789
2016-04-10 15:30 | 809 | 802
2016-04-10 16:00 | 776 | 771
2016-04-10 16:30 | 790 | 785
2016-04-10 17:00 | 800 | 796
2016-04-10 17:30 | 790 | 786
2016-04-10 18:00 | 732 | 728
2016-04-10 18:30 | 722 | 718
2016-04-10 19:00 | 758 | 754
2016-04-10 19:30 | 761 | 756
2016-04-10 20:00 | 788 | 783
2016-04-10 20:30 | 809 | 803
2016-04-10 21:00 | 796 | 787
2016-04-10 21:30 | 807 | 799
2016-04-10 22:00 | 744 | 734
2016-04-10 22:30 | 764 | 750
2016-04-10 23:00 | 758 | 743
2016-04-10 23:30 | 720 | 704
2016-04-11 | 696 | 679
2016-04-11 00:30 | 630 | 609
2016-04-11 01:00 | 617 | 595
2016-04-11 01:30 | 579 | 555
2016-04-11 02:00 | 557 | 531
2016-04-11 02:30 | 561 | 535
2016-04-11 03:00 | 605 | 581
2016-04-11 03:30 | 634 | 612
2016-04-11 04:00 | 626 | 603
2016-04-11 04:30 | 634 | 612
2016-04-11 05:00 | 634 | 613
2016-04-11 05:30 | 679 | 662
2016-04-11 06:00 | 751 | 741
2016-04-11 06:30 | 712 | 706
2016-04-11 07:00 | 695 | 691
2016-04-11 07:30 | 786 | 784
2016-04-11 08:00 | 762 | 758
2016-04-11 08:30 | 754 | 752
2016-04-11 09:00 | 773 | 771
2016-04-11 09:30 | 776 | 774
2016-04-11 10:00 | 759 | 757
2016-04-11 10:30 | 749 | 747
2016-04-11 11:00 | 737 | 735
2016-04-11 11:30 | 757 | 754
2016-04-11 12:00 | 810 | 807
2016-04-11 12:30 | 805 | 801
2016-04-11 13:00 | 810 | 807
2016-04-11 13:30 | 814 | 811
2016-04-11 14:00 | 808 | 805
2016-04-11 14:30 | 783 | 779
2016-04-11 15:00 | 814 | 811
2016-04-11 15:30 | 807 | 803
2016-04-11 16:00 | 837 | 834
2016-04-11 16:30 | 825 | 822
2016-04-11 17:00 | 790 | 787
2016-04-11 17:30 | 789 | 785
2016-04-11 18:00 | 732 | 727
2016-04-11 18:30 | 676 | 671
2016-04-11 19:00 | 703 | 698
2016-04-11 19:30 | 700 | 694
2016-04-11 20:00 | 689 | 683
2016-04-11 20:30 | 686 | 679
2016-04-11 21:00 | 705 | 698
2016-04-11 21:30 | 726 | 719
2016-04-11 22:00 | 737 | 727
2016-04-11 22:30 | 729 | 719
2016-04-11 23:00 | 715 | 705
2016-04-11 23:30 | 608 | 593
2016-04-12 | 554 | 531
2016-04-12 00:30 | 603 | 582
2016-04-12 01:00 | 565 | 541
2016-04-12 01:30 | 515 | 486
2016-04-12 02:00 | 474 | 442
2016-04-12 02:30 | 503 | 473
2016-04-12 03:00 | 524 | 496
2016-04-12 03:30 | 543 | 515
2016-04-12 04:00 | 532 | 504
2016-04-12 04:30 | 512 | 482
2016-04-12 05:00 | 552 | 527
2016-04-12 05:30 | 593 | 572
2016-04-12 06:00 | 651 | 639
2016-04-12 06:30 | 685 | 675
2016-04-12 07:00 | 633 | 623
2016-04-12 07:30 | 700 | 694
2016-04-12 08:00 | 704 | 700
2016-04-12 08:30 | 698 | 694
2016-04-12 09:00 | 710 | 706
2016-04-12 09:30 | 693 | 689
2016-04-12 10:00 | 718 | 713
2016-04-12 10:30 | 710 | 702
2016-04-12 11:00 | 706 | 697
2016-04-12 11:30 | 647 | 638
2016-04-12 12:00 | 656 | 647
2016-04-12 12:30 | 637 | 627
2016-04-12 13:00 | 637 | 627
2016-04-12 13:30 | 669 | 660
2016-04-12 14:00 | 695 | 687
2016-04-12 14:30 | 679 | 670
2016-04-12 15:00 | 644 | 634
2016-04-12 15:30 | 638 | 627
2016-04-12 16:00 | 666 | 655
2016-04-12 16:30 | 715 | 706
2016-04-12 17:00 | 730 | 721
2016-04-12 17:30 | 724 | 716
2016-04-12 18:00 | 625 | 613
2016-04-12 18:30 | 601 | 586
2016-04-12 19:00 | 610 | 594
2016-04-12 19:30 | 646 | 633
2016-04-12 20:00 | 694 | 683
2016-04-12 20:30 | 705 | 693
2016-04-12 21:00 | 715 | 704
2016-04-12 21:30 | 680 | 670
2016-04-12 22:00 | 644 | 632
2016-04-12 22:30 | 636 | 623
2016-04-12 23:00 | 706 | 695
2016-04-12 23:30 | 641 | 629
2016-04-13 | 549 | 533
2016-04-13 00:30 | 559 | 542
2016-04-13 01:00 | 534 | 512
2016-04-13 01:30 | 518 | 490
2016-04-13 02:00 | 473 | 440
2016-04-13 02:30 | 507 | 476
2016-04-13 03:00 | 527 | 497
2016-04-13 03:30 | 546 | 518
2016-04-13 04:00 | 538 | 509
2016-04-13 04:30 | 509 | 479
2016-04-13 05:00 | 505 | 476
2016-04-13 05:30 | 564 | 546
2016-04-13 06:00 | 675 | 662
2016-04-13 06:30 | 709 | 697
2016-04-13 07:00 | 644 | 633
2016-04-13 07:30 | 646 | 637
2016-04-13 08:00 | 659 | 650
2016-04-13 08:30 | 638 | 629
2016-04-13 09:00 | 631 | 621
2016-04-13 09:30 | 564 | 552
2016-04-13 10:00 | 525 | 512
2016-04-13 10:30 | 551 | 539
2016-04-13 11:00 | 557 | 546
2016-04-13 11:30 | 583 | 573
2016-04-13 12:00 | 591 | 581
2016-04-13 12:30 | 592 | 582
2016-04-13 13:00 | 596 | 587
2016-04-13 13:30 | 605 | 595
2016-04-13 14:00 | 633 | 625
2016-04-13 14:30 | 628 | 620
2016-04-13 15:00 | 658 | 652
2016-04-13 15:30 | 678 | 672
2016-04-13 16:00 | 702 | 696
2016-04-13 16:30 | 715 | 709
2016-04-13 17:00 | 712 | 706
2016-04-13 17:30 | 604 | 594
2016-04-13 18:00 | 578 | 567
2016-04-13 18:30 | 599 | 589
2016-04-13 19:00 | 632 | 622
2016-04-13 19:30 | 698 | 689
2016-04-13 20:00 | 676 | 666
2016-04-13 20:30 | 641 | 630
2016-04-13 21:00 | 660 | 649
2016-04-13 21:30 | 681 | 671
2016-04-13 22:00 | 683 | 672
2016-04-13 22:30 | 652 | 641
2016-04-13 23:00 | 680 | 670
2016-04-13 23:30 | 635 | 623
2016-04-14 | 577 | 562
2016-04-14 00:30 | 575 | 558
2016-04-14 01:00 | 521 | 502
2016-04-14 01:30 | 493 | 470
2016-04-14 02:00 | 447 | 421
2016-04-14 02:30 | 352 | 316
2016-04-14 03:00 | 295 | 248
2016-04-14 03:30 | 324 | 284
2016-04-14 04:00 | 428 | 401
2016-04-14 04:30 | 467 | 443
2016-04-14 05:00 | 489 | 469
2016-04-14 05:30 | 552 | 536
2016-04-14 06:00 | 657 | 648
2016-04-14 06:30 | 586 | 578
2016-04-14 07:00 | 576 | 568
2016-04-14 07:30 | 659 | 654
2016-04-14 08:00 | 690 | 685
2016-04-14 08:30 | 693 | 688
2016-04-14 09:00 | 641 | 637
2016-04-14 09:30 | 623 | 619
2016-04-14 10:00 | 605 | 600
2016-04-14 10:30 | 606 | 602
2016-04-14 11:00 | 600 | 595
2016-04-14 11:30 | 596 | 591
2016-04-14 12:00 | 540 | 533
2016-04-14 12:30 | 535 | 525
2016-04-14 13:00 | 514 | 503
2016-04-14 13:30 | 506 | 494
2016-04-14 14:00 | 541 | 533
2016-04-14 14:30 | 563 | 555
2016-04-14 15:00 | 590 | 583
2016-04-14 15:30 | 590 | 582
2016-04-14 16:00 | 614 | 607
2016-04-14 16:30 | 621 | 614
2016-04-14 17:00 | 613 | 606
2016-04-14 17:30 | 503 | 491
2016-04-14 18:00 | 451 | 435
2016-04-14 18:30 | 448 | 431
2016-04-14 19:00 | 454 | 437
2016-04-14 19:30 | 466 | 447
2016-04-14 20:00 | 462 | 443
2016-04-14 20:30 | 494 | 475
2016-04-14 21:00 | 517 | 503
2016-04-14 21:30 | 558 | 547
2016-04-14 22:00 | 587 | 577
2016-04-14 22:30 | 516 | 497
2016-04-14 23:00 | 480 | 456
2016-04-14 23:30 | 468 | 443
2016-04-15 | 436 | 406
2016-04-15 00:30 | 462 | 437
2016-04-15 01:00 | 468 | 443
2016-04-15 01:30 | 467 | 441
2016-04-15 02:00 | 477 | 451
2016-04-15 02:30 | 463 | 435
2016-04-15 03:00 | 468 | 430
2016-04-15 03:30 | 502 | 468
2016-04-15 04:00 | 494 | 459
2016-04-15 04:30 | 470 | 431
2016-04-15 05:00 | 491 | 457
2016-04-15 05:30 | 521 | 492
2016-04-15 06:00 | 606 | 588
2016-04-15 06:30 | 529 | 510
2016-04-15 07:00 | 488 | 466
2016-04-15 07:30 | 555 | 546
2016-04-15 08:00 | 558 | 548
2016-04-15 08:30 | 519 | 507
2016-04-15 09:00 | 504 | 491
2016-04-15 09:30 | 471 | 455
2016-04-15 10:00 | 469 | 452
2016-04-15 10:30 | 458 | 441
2016-04-15 11:00 | 588 | 579
2016-04-15 11:30 | 626 | 619
2016-04-15 12:00 | 599 | 590
2016-04-15 12:30 | 533 | 521
2016-04-15 13:00 | 536 | 525
2016-04-15 13:30 | 587 | 578
2016-04-15 14:00 | 581 | 571
2016-04-15 14:30 | 566 | 555
2016-04-15 15:00 | 581 | 571
2016-04-15 15:30 | 581 | 572
2016-04-15 16:00 | 672 | 666
2016-04-15 16:30 | 736 | 731
2016-04-15 17:00 | 744 | 740
2016-04-15 17:30 | 683 | 676
2016-04-15 18:00 | 677 | 670
2016-04-15 18:30 | 694 | 687
2016-04-15 19:00 | 732 | 727
2016-04-15 19:30 | 706 | 699
2016-04-15 20:00 | 698 | 691
2016-04-15 20:30 | 684 | 677
2016-04-15 21:00 | 636 | 627
2016-04-15 21:30 | 605 | 596
2016-04-15 22:00 | 573 | 561
2016-04-15 22:30 | 577 | 565
2016-04-15 23:00 | 544 | 526
2016-04-15 23:30 | 458 | 431
2016-04-16 | 378 | 338
2016-04-16 00:30 | 370 | 329
2016-04-16 01:00 | 397 | 360
2016-04-16 01:30 | 438 | 399
2016-04-16 02:00 | 458 | 417
2016-04-16 02:30 | 504 | 469
2016-04-16 03:00 | 541 | 508
2016-04-16 03:30 | 545 | 513
2016-04-16 04:00 | 549 | 517
2016-04-16 04:30 | 548 | 515
2016-04-16 05:00 | 520 | 485
2016-04-16 05:30 | 532 | 499
2016-04-16 06:00 | 553 | 523
2016-04-16 06:30 | 543 | 512
2016-04-16 07:00 | 554 | 526
2016-04-16 07:30 | 528 | 499
2016-04-16 08:00 | 532 | 504
2016-04-16 08:30 | 560 | 534
2016-04-16 09:00 | 556 | 533
2016-04-16 09:30 | 527 | 508
2016-04-16 10:00 | 520 | 500
2016-04-16 10:30 | 506 | 485
2016-04-16 11:00 | 522 | 502
2016-04-16 11:30 | 523 | 503
2016-04-16 12:00 | 534 | 514
2016-04-16 12:30 | 542 | 523
2016-04-16 13:00 | 550 | 531
2016-04-16 13:30 | 564 | 546
2016-04-16 14:00 | 543 | 523
2016-04-16 14:30 | 576 | 559
2016-04-16 15:00 | 619 | 604
2016-04-16 15:30 | 661 | 648
2016-04-16 16:00 | 709 | 697
2016-04-16 16:30 | 709 | 698
2016-04-16 17:00 | 730 | 719
2016-04-16 17:30 | 675 | 666
2016-04-16 18:00 | 652 | 644
2016-04-16 18:30 | 651 | 643
2016-04-16 19:00 | 666 | 658
2016-04-16 19:30 | 693 | 685
2016-04-16 20:00 | 669 | 660
2016-04-16 20:30 | 639 | 629
2016-04-16 21:00 | 619 | 608
2016-04-16 21:30 | 568 | 555
2016-04-16 22:00 | 548 | 530
2016-04-16 22:30 | 620 | 605
2016-04-16 23:00 | 640 | 625
2016-04-16 23:30 | 585 | 567
2016-04-17 | 533 | 513
2016-04-17 00:30 | 532 | 510
2016-04-17 01:00 | 507 | 474
2016-04-17 01:30 | 547 | 518
2016-04-17 02:00 | 514 | 482
2016-04-17 02:30 | 485 | 450
2016-04-17 03:00 | 502 | 469
2016-04-17 03:30 | 535 | 504
2016-04-17 04:00 | 584 | 556
2016-04-17 04:30 | 502 | 466
2016-04-17 05:00 | 451 | 411
2016-04-17 05:30 | 441 | 400
2016-04-17 06:00 | 473 | 437
2016-04-17 06:30 | 516 | 483
2016-04-17 07:00 | 475 | 438
2016-04-17 07:30 | 475 | 439
2016-04-17 08:00 | 472 | 438
2016-04-17 08:30 | 475 | 443
2016-04-17 09:00 | 474 | 442
2016-04-17 09:30 | 449 | 414
2016-04-17 10:00 | 440 | 404
2016-04-17 10:30 | 413 | 382
2016-04-17 11:00 | 437 | 411
2016-04-17 11:30 | 425 | 398
2016-04-17 12:00 | 450 | 426
2016-04-17 12:30 | 510 | 490
2016-04-17 13:00 | 527 | 508
2016-04-17 13:30 | 544 | 526
2016-04-17 14:00 | 595 | 578
2016-04-17 14:30 | 605 | 585
2016-04-17 15:00 | 615 | 595
2016-04-17 15:30 | 650 | 632
2016-04-17 16:00 | 677 | 660
2016-04-17 16:30 | 705 | 689
2016-04-17 17:00 | 717 | 702
2016-04-17 17:30 | 651 | 633
2016-04-17 18:00 | 632 | 616
2016-04-17 18:30 | 628 | 615
2016-04-17 19:00 | 677 | 665
2016-04-17 19:30 | 719 | 708
2016-04-17 20:00 | 686 | 675
2016-04-17 20:30 | 599 | 585
2016-04-17 21:00 | 597 | 580
2016-04-17 21:30 | 610 | 594
2016-04-17 22:00 | 583 | 565
2016-04-17 22:30 | 575 | 558
2016-04-17 23:00 | 615 | 601
2016-04-17 23:30 | 585 | 570
2016-04-18 | 529 | 509
2016-04-18 00:30 | 489 | 459
2016-04-18 01:00 | 435 | 396
2016-04-18 01:30 | 406 | 363
2016-04-18 02:00 | 413 | 358
2016-04-18 02:30 | 455 | 408
2016-04-18 03:00 | 453 | 405
2016-04-18 03:30 | 452 | 404
2016-04-18 04:00 | 468 | 423
2016-04-18 04:30 | 443 | 395
2016-04-18 05:00 | 404 | 373
2016-04-18 05:30 | 431 | 401
2016-04-18 06:00 | 457 | 432
2016-04-18 06:30 | 473 | 451
2016-04-18 07:00 | 469 | 447
2016-04-18 07:30 | 565 | 555
2016-04-18 08:00 | 576 | 568
2016-04-18 08:30 | 535 | 526
2016-04-18 09:00 | 521 | 511
2016-04-18 09:30 | 509 | 498
2016-04-18 10:00 | 516 | 505
2016-04-18 10:30 | 516 | 505
2016-04-18 11:00 | 537 | 527
2016-04-18 11:30 | 553 | 544
2016-04-18 12:00 | 574 | 564
2016-04-18 12:30 | 603 | 591
2016-04-18 13:00 | 638 | 628
2016-04-18 13:30 | 648 | 638
2016-04-18 14:00 | 732 | 725
2016-04-18 14:30 | 711 | 704
2016-04-18 15:00 | 705 | 697
2016-04-18 15:30 | 646 | 637
2016-04-18 16:00 | 651 | 643
2016-04-18 16:30 | 710 | 703
2016-04-18 17:00 | 739 | 733
2016-04-18 17:30 | 731 | 724
2016-04-18 18:00 | 665 | 658
2016-04-18 18:30 | 608 | 601
2016-04-18 19:00 | 600 | 592
2016-04-18 19:30 | 637 | 628
2016-04-18 20:00 | 637 | 626
2016-04-18 20:30 | 657 | 646
2016-04-18 21:00 | 664 | 652
2016-04-18 21:30 | 649 | 637
2016-04-18 22:00 | 666 | 654
2016-04-18 22:30 | 634 | 625
2016-04-18 23:00 | 654 | 646
2016-04-18 23:30 | 580 | 568
2016-04-19 | 520 | 504
2016-04-19 00:30 | 514 | 497
2016-04-19 01:00 | 497 | 473
2016-04-19 01:30 | 476 | 448
2016-04-19 02:00 | 433 | 393
2016-04-19 02:30 | 419 | 375
2016-04-19 03:00 | 395 | 347
2016-04-19 03:30 | 399 | 352
2016-04-19 04:00 | 394 | 346
2016-04-19 04:30 | 438 | 398
2016-04-19 05:00 | 465 | 431
2016-04-19 05:30 | 542 | 517
2016-04-19 06:00 | 632 | 617
2016-04-19 06:30 | 574 | 559
2016-04-19 07:00 | 586 | 575
2016-04-19 07:30 | 631 | 621
2016-04-19 08:00 | 624 | 613
2016-04-19 08:30 | 604 | 589
2016-04-19 09:00 | 588 | 571
2016-04-19 09:30 | 559 | 544
2016-04-19 10:00 | 539 | 526
2016-04-19 10:30 | 557 | 545
2016-04-19 11:00 | 565 | 552
2016-04-19 11:30 | 569 | 557
2016-04-19 12:00 | 605 | 594
2016-04-19 12:30 | 606 | 596
2016-04-19 13:00 | 650 | 642
2016-04-19 13:30 | 698 | 691
2016-04-19 14:00 | 744 | 738
2016-04-19 14:30 | 743 | 736
2016-04-19 15:00 | 758 | 752
2016-04-19 15:30 | 728 | 722
2016-04-19 16:00 | 709 | 702
2016-04-19 16:30 | 722 | 716
2016-04-19 17:00 | 732 | 726
2016-04-19 17:30 | 697 | 690
2016-04-19 18:00 | 659 | 652
2016-04-19 18:30 | 575 | 566
2016-04-19 19:00 | 646 | 638
2016-04-19 19:30 | 719 | 712
2016-04-19 20:00 | 729 | 724
2016-04-19 20:30 | 725 | 719
2016-04-19 21:00 | 719 | 713
2016-04-19 21:30 | 705 | 699
2016-04-19 22:00 | 688 | 681
2016-04-19 22:30 | 649 | 641
2016-04-19 23:00 | 652 | 644
2016-04-19 23:30 | 596 | 586
2016-04-20 | 554 | 539
2016-04-20 00:30 | 554 | 528
2016-04-20 01:00 | 535 | 507
2016-04-20 01:30 | 502 | 470
2016-04-20 02:00 | 454 | 417
2016-04-20 02:30 | 445 | 406
2016-04-20 03:00 | 455 | 418
2016-04-20 03:30 | 456 | 419
2016-04-20 04:00 | 444 | 404
2016-04-20 04:30 | 463 | 427
2016-04-20 05:00 | 482 | 449
2016-04-20 05:30 | 503 | 476
2016-04-20 06:00 | 588 | 572
2016-04-20 06:30 | 649 | 636
2016-04-20 07:00 | 655 | 645
2016-04-20 07:30 | 702 | 693
2016-04-20 08:00 | 687 | 677
2016-04-20 08:30 | 654 | 644
2016-04-20 09:00 | 632 | 622
2016-04-20 09:30 | 613 | 602
2016-04-20 10:00 | 649 | 639
2016-04-20 10:30 | 642 | 632
2016-04-20 11:00 | 732 | 725
2016-04-20 11:30 | 754 | 746
2016-04-20 12:00 | 740 | 733
2016-04-20 12:30 | 786 | 779
2016-04-20 13:00 | 827 | 822
2016-04-20 13:30 | 862 | 857
2016-04-20 14:00 | 882 | 878
2016-04-20 14:30 | 851 | 843
2016-04-20 15:00 | 807 | 797
2016-04-20 15:30 | 805 | 796
2016-04-20 16:00 | 815 | 807
2016-04-20 16:30 | 831 | 823
2016-04-20 17:00 | 848 | 840
2016-04-20 17:30 | 856 | 847
2016-04-20 18:00 | 887 | 879
2016-04-20 18:30 | 880 | 872
2016-04-20 19:00 | 893 | 885
2016-04-20 19:30 | 903 | 894
2016-04-20 20:00 | 888 | 880
2016-04-20 20:30 | 879 | 871
2016-04-20 21:00 | 813 | 806
2016-04-20 21:30 | 738 | 729
2016-04-20 22:00 | 719 | 710
2016-04-20 22:30 | 700 | 691
2016-04-20 23:00 | 695 | 685
2016-04-20 23:30 | 642 | 631
2016-04-21 | 584 | 569
2016-04-21 00:30 | 545 | 527
2016-04-21 01:00 | 512 | 487
2016-04-21 01:30 | 485 | 452
2016-04-21 02:00 | 473 | 438
2016-04-21 02:30 | 488 | 454
2016-04-21 03:00 | 475 | 440
2016-04-21 03:30 | 461 | 423
2016-04-21 04:00 | 520 | 489
2016-04-21 04:30 | 496 | 463
2016-04-21 05:00 | 468 | 434
2016-04-21 05:30 | 500 | 471
2016-04-21 06:00 | 563 | 545
2016-04-21 06:30 | 642 | 629
2016-04-21 07:00 | 601 | 589
2016-04-21 07:30 | 658 | 648
2016-04-21 08:00 | 650 | 640
2016-04-21 08:30 | 633 | 622
2016-04-21 09:00 | 603 | 591
2016-04-21 09:30 | 600 | 588
2016-04-21 10:00 | 592 | 581
2016-04-21 10:30 | 618 | 607
2016-04-21 11:00 | 680 | 670
2016-04-21 11:30 | 690 | 679
2016-04-21 12:00 | 671 | 659
2016-04-21 12:30 | 650 | 637
2016-04-21 13:00 | 667 | 655
2016-04-21 13:30 | 661 | 649
2016-04-21 14:00 | 653 | 641
2016-04-21 14:30 | 662 | 650
2016-04-21 15:00 | 740 | 731
2016-04-21 15:30 | 740 | 730
2016-04-21 16:00 | 736 | 726
2016-04-21 16:30 | 759 | 749
2016-04-21 17:00 | 779 | 770
2016-04-21 17:30 | 771 | 761
2016-04-21 18:00 | 786 | 778
2016-04-21 18:30 | 769 | 760
2016-04-21 19:00 | 746 | 736
2016-04-21 19:30 | 729 | 717
2016-04-21 20:00 | 764 | 752
2016-04-21 20:30 | 754 | 742
2016-04-21 21:00 | 745 | 732
2016-04-21 21:30 | 698 | 683
2016-04-21 22:00 | 656 | 644
2016-04-21 22:30 | 603 | 588
2016-04-21 23:00 | 632 | 618
2016-04-21 23:30 | 578 | 562
2016-04-22 | 513 | 493
2016-04-22 00:30 | 506 | 485
2016-04-22 01:00 | 574 | 556
2016-04-22 01:30 | 495 | 473
2016-04-22 02:00 | 463 | 437
2016-04-22 02:30 | 491 | 459
2016-04-22 03:00 | 526 | 497
2016-04-22 03:30 | 525 | 496
2016-04-22 04:00 | 516 | 486
2016-04-22 04:30 | 518 | 489
2016-04-22 05:00 | 522 | 495
2016-04-22 05:30 | 561 | 537
2016-04-22 06:00 | 621 | 601
2016-04-22 06:30 | 574 | 555
2016-04-22 07:00 | 548 | 529
2016-04-22 07:30 | 704 | 693
2016-04-22 08:00 | 694 | 686
2016-04-22 08:30 | 728 | 720
2016-04-22 09:00 | 728 | 721
2016-04-22 09:30 | 706 | 698
2016-04-22 10:00 | 698 | 690
2016-04-22 10:30 | 719 | 711
2016-04-22 11:00 | 730 | 722
2016-04-22 11:30 | 696 | 688
2016-04-22 12:00 | 707 | 700
2016-04-22 12:30 | 739 | 733
2016-04-22 13:00 | 787 | 780
2016-04-22 13:30 | 776 | 771
2016-04-22 14:00 | 803 | 798
2016-04-22 14:30 | 796 | 791
2016-04-22 15:00 | 807 | 801
2016-04-22 15:30 | 805 | 800
2016-04-22 16:00 | 815 | 810
2016-04-22 16:30 | 780 | 775
2016-04-22 17:00 | 788 | 782
2016-04-22 17:30 | 749 | 743
2016-04-22 18:00 | 737 | 730
2016-04-22 18:30 | 733 | 726
2016-04-22 19:00 | 724 | 717
2016-04-22 19:30 | 765 | 758
2016-04-22 20:00 | 747 | 741
2016-04-22 20:30 | 711 | 704
2016-04-22 21:00 | 706 | 697
2016-04-22 21:30 | 721 | 713
2016-04-22 22:00 | 673 | 662
2016-04-22 22:30 | 637 | 626
2016-04-22 23:00 | 598 | 585
2016-04-22 23:30 | 559 | 545
2016-04-23 | 501 | 482
2016-04-23 00:30 | 473 | 451
2016-04-23 01:00 | 495 | 467
2016-04-23 01:30 | 547 | 522
2016-04-23 02:00 | 505 | 477
2016-04-23 02:30 | 488 | 459
2016-04-23 03:00 | 491 | 461
2016-04-23 03:30 | 490 | 460
2016-04-23 04:00 | 514 | 485
2016-04-23 04:30 | 551 | 525
2016-04-23 05:00 | 543 | 516
2016-04-23 05:30 | 562 | 537
2016-04-23 06:00 | 588 | 565
2016-04-23 06:30 | 600 | 577
2016-04-23 07:00 | 575 | 551
2016-04-23 07:30 | 537 | 512
2016-04-23 08:00 | 574 | 553
2016-04-23 08:30 | 594 | 576
2016-04-23 09:00 | 591 | 573
2016-04-23 09:30 | 574 | 554
2016-04-23 10:00 | 557 | 538
2016-04-23 10:30 | 532 | 511
2016-04-23 11:00 | 535 | 515
2016-04-23 11:30 | 516 | 495
2016-04-23 12:00 | 534 | 513
2016-04-23 12:30 | 536 | 516
2016-04-23 13:00 | 571 | 553
2016-04-23 13:30 | 606 | 589
2016-04-23 14:00 | 620 | 604
2016-04-23 14:30 | 630 | 613
2016-04-23 15:00 | 630 | 618
2016-04-23 15:30 | 630 | 619
2016-04-23 16:00 | 667 | 657
2016-04-23 16:30 | 667 | 657
2016-04-23 17:00 | 686 | 677
2016-04-23 17:30 | 616 | 608
2016-04-23 18:00 | 606 | 599
2016-04-23 18:30 | 620 | 613
2016-04-23 19:00 | 628 | 620
2016-04-23 19:30 | 632 | 624
2016-04-23 20:00 | 621 | 612
2016-04-23 20:30 | 589 | 580
2016-04-23 21:00 | 576 | 563
2016-04-23 21:30 | 556 | 539
2016-04-23 22:00 | 567 | 545
2016-04-23 22:30 | 632 | 612
2016-04-23 23:00 | 669 | 651
2016-04-23 23:30 | 604 | 583
2016-04-24 | 557 | 532
2016-04-24 00:30 | 605 | 583
2016-04-24 01:00 | 596 | 573
2016-04-24 01:30 | 567 | 541
2016-04-24 02:00 | 534 | 505
2016-04-24 02:30 | 534 | 505
2016-04-24 03:00 | 521 | 491
2016-04-24 03:30 | 509 | 476
2016-04-24 04:00 | 507 | 474
2016-04-24 04:30 | 486 | 450
2016-04-24 05:00 | 447 | 409
2016-04-24 05:30 | 438 | 400
2016-04-24 06:00 | 458 | 421
2016-04-24 06:30 | 444 | 406
2016-04-24 07:00 | 407 | 363
2016-04-24 07:30 | 400 | 356
2016-04-24 08:00 | 408 | 367
2016-04-24 08:30 | 431 | 393
2016-04-24 09:00 | 444 | 408
2016-04-24 09:30 | 450 | 414
2016-04-24 10:00 | 433 | 395
2016-04-24 10:30 | 419 | 380
2016-04-24 11:00 | 426 | 390
2016-04-24 11:30 | 390 | 358
2016-04-24 12:00 | 397 | 366
2016-04-24 12:30 | 408 | 378
2016-04-24 13:00 | 427 | 399
2016-04-24 13:30 | 471 | 448
2016-04-24 14:00 | 504 | 484
2016-04-24 14:30 | 529 | 510
2016-04-24 15:00 | 560 | 548
2016-04-24 15:30 | 548 | 535
2016-04-24 16:00 | 546 | 534
2016-04-24 16:30 | 619 | 609
2016-04-24 17:00 | 652 | 644
2016-04-24 17:30 | 603 | 594
2016-04-24 18:00 | 579 | 571
2016-04-24 18:30 | 575 | 565
2016-04-24 19:00 | 590 | 580
2016-04-24 19:30 | 549 | 536
2016-04-24 20:00 | 522 | 508
2016-04-24 20:30 | 498 | 482
2016-04-24 21:00 | 499 | 484
2016-04-24 21:30 | 464 | 447
2016-04-24 22:00 | 493 | 478
2016-04-24 22:30 | 554 | 539
2016-04-24 23:00 | 592 | 576
2016-04-24 23:30 | 525 | 505
2016-04-25 | 447 | 419
2016-04-25 00:30 | 504 | 476
2016-04-25 01:00 | 546 | 516
2016-04-25 01:30 | 476 | 449
2016-04-25 02:00 | 435 | 404
2016-04-25 02:30 | 439 | 409
2016-04-25 03:00 | 417 | 385
2016-04-25 03:30 | 451 | 422
2016-04-25 04:00 | 452 | 423
2016-04-25 04:30 | 434 | 402
2016-04-25 05:00 | 409 | 376
2016-04-25 05:30 | 349 | 306
2016-04-25 06:00 | 351 | 310
2016-04-25 06:30 | 378 | 341
2016-04-25 07:00 | 410 | 378
2016-04-25 07:30 | 424 | 395
2016-04-25 08:00 | 446 | 414
2016-04-25 08:30 | 461 | 426
2016-04-25 09:00 | 466 | 432
2016-04-25 09:30 | 463 | 428
2016-04-25 10:00 | 458 | 424
2016-04-25 10:30 | 464 | 430
2016-04-25 11:00 | 452 | 417
2016-04-25 11:30 | 442 | 408
2016-04-25 12:00 | 450 | 418
2016-04-25 12:30 | 458 | 428
2016-04-25 13:00 | 453 | 421
2016-04-25 13:30 | 467 | 437
2016-04-25 14:00 | 464 | 434
2016-04-25 14:30 | 487 | 459
2016-04-25 15:00 | 476 | 447
2016-04-25 15:30 | 483 | 455
2016-04-25 16:00 | 510 | 484
2016-04-25 16:30 | 552 | 532
2016-04-25 17:00 | 634 | 622
2016-04-25 17:30 | 604 | 590
2016-04-25 18:00 | 548 | 539
2016-04-25 18:30 | 498 | 488
2016-04-25 19:00 | 512 | 501
2016-04-25 19:30 | 539 | 528
2016-04-25 20:00 | 490 | 479
2016-04-25 20:30 | 509 | 499
2016-04-25 21:00 | 504 | 493
2016-04-25 21:30 | 457 | 445
2016-04-25 22:00 | 460 | 447
2016-04-25 22:30 | 487 | 474
2016-04-25 23:00 | 467 | 454
2016-04-25 23:30 | 442 | 427
2016-04-26 | 376 | 358
2016-04-26 00:30 | 379 | 359
2016-04-26 01:00 | 381 | 361
2016-04-26 01:30 | 347 | 329
2016-04-26 02:00 | 297 | 276
2016-04-26 02:30 | 301 | 280
2016-04-26 03:00 | 303 | 282
2016-04-26 03:30 | 339 | 320
2016-04-26 04:00 | 344 | 325
2016-04-26 04:30 | 348 | 331
2016-04-26 05:00 | 285 | 263
2016-04-26 05:30 | 324 | 308
2016-04-26 06:00 | 398 | 383
2016-04-26 06:30 | 358 | 342
2016-04-26 07:00 | 344 | 328
2016-04-26 07:30 | 482 | 469
2016-04-26 08:00 | 466 | 453
2016-04-26 08:30 | 423 | 409
2016-04-26 09:00 | 428 | 414
2016-04-26 09:30 | 424 | 410
2016-04-26 10:00 | 440 | 430
2016-04-26 10:30 | 486 | 476
2016-04-26 11:00 | 489 | 480
2016-04-26 11:30 | 460 | 450
2016-04-26 12:00 | 414 | 402
2016-04-26 12:30 | 442 | 432
2016-04-26 13:00 | 495 | 486
2016-04-26 13:30 | 521 | 512
2016-04-26 14:00 | 487 | 479
2016-04-26 14:30 | 457 | 448
2016-04-26 15:00 | 441 | 430
2016-04-26 15:30 | 437 | 427
2016-04-26 16:00 | 409 | 399
2016-04-26 16:30 | 452 | 443
2016-04-26 17:00 | 487 | 479
2016-04-26 17:30 | 473 | 465
2016-04-26 18:00 | 430 | 421
2016-04-26 18:30 | 446 | 436
2016-04-26 19:00 | 519 | 510
2016-04-26 19:30 | 562 | 554
2016-04-26 20:00 | 635 | 627
2016-04-26 20:30 | 625 | 617
2016-04-26 21:00 | 554 | 544
2016-04-26 21:30 | 516 | 505
2016-04-26 22:00 | 480 | 473
2016-04-26 22:30 | 392 | 383
2016-04-26 23:00 | 394 | 384
2016-04-26 23:30 | 418 | 408
2016-04-27 | 388 | 376
2016-04-27 00:30 | 356 | 336
2016-04-27 01:00 | 364 | 342
2016-04-27 01:30 | 307 | 280
2016-04-27 02:00 | 266 | 233
2016-04-27 02:30 | 272 | 243
2016-04-27 03:00 | 251 | 223
2016-04-27 03:30 | 244 | 215
2016-04-27 04:00 | 234 | 205
2016-04-27 04:30 | 257 | 232
2016-04-27 05:00 | 270 | 246
2016-04-27 05:30 | 305 | 283
2016-04-27 06:00 | 400 | 384
2016-04-27 06:30 | 363 | 355
2016-04-27 07:00 | 409 | 403
2016-04-27 07:30 | 524 | 520
2016-04-27 08:00 | 510 | 506
2016-04-27 08:30 | 482 | 478
2016-04-27 09:00 | 504 | 499
2016-04-27 09:30 | 476 | 469
2016-04-27 10:00 | 488 | 481
2016-04-27 10:30 | 501 | 493
2016-04-27 11:00 | 513 | 506
2016-04-27 11:30 | 530 | 522
2016-04-27 12:00 | 528 | 521
2016-04-27 12:30 | 542 | 535
2016-04-27 13:00 | 563 | 556
2016-04-27 13:30 | 538 | 530
2016-04-27 14:00 | 532 | 525
2016-04-27 14:30 | 516 | 509
2016-04-27 15:00 | 478 | 470
2016-04-27 15:30 | 457 | 449
2016-04-27 16:00 | 480 | 473
2016-04-27 16:30 | 473 | 465
2016-04-27 17:00 | 541 | 533
2016-04-27 17:30 | 482 | 474
2016-04-27 18:00 | 398 | 388
2016-04-27 18:30 | 471 | 462
2016-04-27 19:00 | 540 | 531
2016-04-27 19:30 | 554 | 544
2016-04-27 20:00 | 466 | 454
2016-04-27 20:30 | 425 | 413
2016-04-27 21:00 | 462 | 451
2016-04-27 21:30 | 454 | 442
2016-04-27 22:00 | 468 | 457
2016-04-27 22:30 | 410 | 394
2016-04-27 23:00 | 403 | 386
2016-04-27 23:30 | 354 | 334
2016-04-28 | 345 | 324
2016-04-28 00:30 | 346 | 324
2016-04-28 01:00 | 313 | 285
2016-04-28 01:30 | 336 | 311
2016-04-28 02:00 | 297 | 268
2016-04-28 02:30 | 308 | 280
2016-04-28 03:00 | 301 | 274
2016-04-28 03:30 | 308 | 280
2016-04-28 04:00 | 303 | 275
2016-04-28 04:30 | 309 | 283
2016-04-28 05:00 | 307 | 282
2016-04-28 05:30 | 316 | 292
2016-04-28 06:00 | 339 | 319
2016-04-28 06:30 | 330 | 311
2016-04-28 07:00 | 346 | 328
2016-04-28 07:30 | 409 | 395
2016-04-28 08:00 | 419 | 406
2016-04-28 08:30 | 382 | 368
2016-04-28 09:00 | 376 | 366
2016-04-28 09:30 | 384 | 373
2016-04-28 10:00 | 397 | 386
2016-04-28 10:30 | 423 | 415
2016-04-28 11:00 | 418 | 410
2016-04-28 11:30 | 404 | 394
2016-04-28 12:00 | 419 | 410
2016-04-28 12:30 | 422 | 413
2016-04-28 13:00 | 460 | 453
2016-04-28 13:30 | 483 | 476
2016-04-28 14:00 | 491 | 485
2016-04-28 14:30 | 415 | 410
2016-04-28 15:00 | 437 | 432
2016-04-28 15:30 | 439 | 434
2016-04-28 16:00 | 427 | 421
2016-04-28 16:30 | 434 | 428
2016-04-28 17:00 | 511 | 505
2016-04-28 17:30 | 529 | 523
2016-04-28 18:00 | 529 | 524
2016-04-28 18:30 | 552 | 547
2016-04-28 19:00 | 604 | 599
2016-04-28 19:30 | 653 | 648
2016-04-28 20:00 | 613 | 607
2016-04-28 20:30 | 514 | 505
2016-04-28 21:00 | 494 | 484
2016-04-28 21:30 | 510 | 500
2016-04-28 22:00 | 494 | 483
2016-04-28 22:30 | 380 | 363
2016-04-28 23:00 | 410 | 395
2016-04-28 23:30 | 422 | 411
2016-04-29 | 404 | 389
2016-04-29 00:30 | 391 | 372
2016-04-29 01:00 | 376 | 355
2016-04-29 01:30 | 371 | 348
2016-04-29 02:00 | 314 | 287
2016-04-29 02:30 | 299 | 269
2016-04-29 03:00 | 327 | 300
2016-04-29 03:30 | 339 | 314
2016-04-29 04:00 | 354 | 334
2016-04-29 04:30 | 320 | 298
2016-04-29 05:00 | 359 | 341
2016-04-29 05:30 | 379 | 363
2016-04-29 06:00 | 453 | 441
2016-04-29 06:30 | 414 | 401
2016-04-29 07:00 | 408 | 392
2016-04-29 07:30 | 545 | 535
2016-04-29 08:00 | 576 | 567
2016-04-29 08:30 | 582 | 573
2016-04-29 09:00 | 581 | 572
2016-04-29 09:30 | 578 | 570
2016-04-29 10:00 | 566 | 557
2016-04-29 10:30 | 566 | 558
2016-04-29 11:00 | 522 | 513
2016-04-29 11:30 | 463 | 454
2016-04-29 12:00 | 463 | 453
2016-04-29 12:30 | 513 | 505
2016-04-29 13:00 | 568 | 561
2016-04-29 13:30 | 592 | 585
2016-04-29 14:00 | 575 | 567
2016-04-29 14:30 | 587 | 579
2016-04-29 15:00 | 542 | 534
2016-04-29 15:30 | 562 | 554
2016-04-29 16:00 | 589 | 581
2016-04-29 16:30 | 608 | 601
2016-04-29 17:00 | 605 | 598
2016-04-29 17:30 | 534 | 527
2016-04-29 18:00 | 495 | 487
2016-04-29 18:30 | 514 | 506
2016-04-29 19:00 | 583 | 575
2016-04-29 19:30 | 598 | 589
2016-04-29 20:00 | 614 | 606
2016-04-29 20:30 | 620 | 612
2016-04-29 21:00 | 589 | 580
2016-04-29 21:30 | 575 | 566
2016-04-29 22:00 | 557 | 547
2016-04-29 22:30 | 532 | 520
2016-04-29 23:00 | 532 | 520
2016-04-29 23:30 | 520 | 507
2016-04-30 | 460 | 444
2016-04-30 00:30 | 421 | 402
2016-04-30 01:00 | 443 | 422
2016-04-30 01:30 | 464 | 444
2016-04-30 02:00 | 445 | 424
2016-04-30 02:30 | 427 | 404
2016-04-30 03:00 | 405 | 381
2016-04-30 03:30 | 384 | 358
2016-04-30 04:00 | 379 | 352
2016-04-30 04:30 | 334 | 307
2016-04-30 05:00 | 341 | 318
2016-04-30 05:30 | 380 | 359
2016-04-30 06:00 | 408 | 389
2016-04-30 06:30 | 430 | 413
2016-04-30 07:00 | 443 | 427
2016-04-30 07:30 | 461 | 446
2016-04-30 08:00 | 493 | 477
2016-04-30 08:30 | 520 | 505
2016-04-30 09:00 | 517 | 502
2016-04-30 09:30 | 515 | 500
2016-04-30 10:00 | 500 | 485
2016-04-30 10:30 | 517 | 503
2016-04-30 11:00 | 524 | 510
2016-04-30 11:30 | 508 | 497
2016-04-30 12:00 | 488 | 478
2016-04-30 12:30 | 483 | 472
2016-04-30 13:00 | 534 | 524
2016-04-30 13:30 | 546 | 535
2016-04-30 14:00 | 567 | 557
2016-04-30 14:30 | 572 | 562
2016-04-30 15:00 | 565 | 555
2016-04-30 15:30 | 577 | 568
2016-04-30 16:00 | 605 | 597
2016-04-30 16:30 | 623 | 616
2016-04-30 17:00 | 646 | 640
2016-04-30 17:30 | 631 | 624
2016-04-30 18:00 | 616 | 612
2016-04-30 18:30 | 607 | 605
2016-04-30 19:00 | 633 | 628
2016-04-30 19:30 | 628 | 623
2016-04-30 20:00 | 629 | 625
2016-04-30 20:30 | 608 | 603
2016-04-30 21:00 | 579 | 571
2016-04-30 21:30 | 601 | 592
2016-04-30 22:00 | 579 | 570
2016-04-30 22:30 | 565 | 556
2016-04-30 23:00 | 570 | 560
2016-04-30 23:30 | 512 | 502
2016-05-01 | 463 | 450
2016-05-01 00:30 | 419 | 403
2016-05-01 01:00 | 393 | 373
2016-05-01 01:30 | 354 | 335
2016-05-01 02:00 | 340 | 320
2016-05-01 02:30 | 317 | 295
2016-05-01 03:00 | 341 | 320
2016-05-01 03:30 | 359 | 339
2016-05-01 04:00 | 388 | 369
2016-05-01 04:30 | 396 | 378
2016-05-01 05:00 | 360 | 340
2016-05-01 05:30 | 354 | 334
2016-05-01 06:00 | 331 | 308
2016-05-01 06:30 | 332 | 306
2016-05-01 07:00 | 317 | 291
2016-05-01 07:30 | 349 | 327
2016-05-01 08:00 | 381 | 361
2016-05-01 08:30 | 427 | 413
2016-05-01 09:00 | 469 | 458
2016-05-01 09:30 | 496 | 486
2016-05-01 10:00 | 490 | 481
2016-05-01 10:30 | 490 | 482
2016-05-01 11:00 | 492 | 484
2016-05-01 11:30 | 480 | 471
2016-05-01 12:00 | 473 | 465
2016-05-01 12:30 | 482 | 473
2016-05-01 13:00 | 521 | 513
2016-05-01 13:30 | 520 | 511
2016-05-01 14:00 | 521 | 512
2016-05-01 14:30 | 499 | 491
2016-05-01 15:00 | 482 | 473
2016-05-01 15:30 | 466 | 457
2016-05-01 16:00 | 507 | 499
2016-05-01 16:30 | 563 | 556
2016-05-01 17:00 | 602 | 596
2016-05-01 17:30 | 572 | 567
2016-05-01 18:00 | 562 | 557
2016-05-01 18:30 | 539 | 533
2016-05-01 19:00 | 531 | 525
2016-05-01 19:30 | 495 | 487
2016-05-01 20:00 | 455 | 447
2016-05-01 20:30 | 420 | 410
2016-05-01 21:00 | 428 | 419
2016-05-01 21:30 | 457 | 448
2016-05-01 22:00 | 472 | 462
2016-05-01 22:30 | 466 | 455
2016-05-01 23:00 | 478 | 467
2016-05-01 23:30 | 437 | 424
2016-05-02 | 386 | 369
2016-05-02 00:30 | 340 | 320
2016-05-02 01:00 | 268 | 244
2016-05-02 01:30 | 249 | 224
2016-05-02 02:00 | 236 | 210
2016-05-02 02:30 | 298 | 277
2016-05-02 03:00 | 312 | 291
2016-05-02 03:30 | 306 | 285
2016-05-02 04:00 | 293 | 271
2016-05-02 04:30 | 289 | 266
2016-05-02 05:00 | 300 | 277
2016-05-02 05:30 | 287 | 262
2016-05-02 06:00 | 300 | 273
2016-05-02 06:30 | 300 | 271
2016-05-02 07:00 | 276 | 244
2016-05-02 07:30 | 313 | 287
2016-05-02 08:00 | 347 | 325
2016-05-02 08:30 | 387 | 369
2016-05-02 09:00 | 420 | 406
2016-05-02 09:30 | 436 | 424
2016-05-02 10:00 | 432 | 421
2016-05-02 10:30 | 435 | 425
2016-05-02 11:00 | 455 | 445
2016-05-02 11:30 | 453 | 443
2016-05-02 12:00 | 453 | 443
2016-05-02 12:30 | 483 | 474
2016-05-02 13:00 | 515 | 506
2016-05-02 13:30 | 526 | 517
2016-05-02 14:00 | 537 | 529
2016-05-02 14:30 | 550 | 543
2016-05-02 15:00 | 551 | 544
2016-05-02 15:30 | 593 | 587
2016-05-02 16:00 | 618 | 612
2016-05-02 16:30 | 640 | 635
2016-05-02 17:00 | 656 | 651
2016-05-02 17:30 | 648 | 644
2016-05-02 18:00 | 628 | 624
2016-05-02 18:30 | 606 | 601
2016-05-02 19:00 | 644 | 639
2016-05-02 19:30 | 649 | 644
2016-05-02 20:00 | 638 | 633
2016-05-02 20:30 | 690 | 685
2016-05-02 21:00 | 652 | 646
2016-05-02 21:30 | 605 | 599
2016-05-02 22:00 | 578 | 571
2016-05-02 22:30 | 588 | 577
2016-05-02 23:00 | 577 | 565
2016-05-02 23:30 | 579 | 567
2016-05-03 | 524 | 511
2016-05-03 00:30 | 524 | 507
2016-05-03 01:00 | 486 | 468
2016-05-03 01:30 | 384 | 366
2016-05-03 02:00 | 373 | 355
2016-05-03 02:30 | 379 | 360
2016-05-03 03:00 | 367 | 347
2016-05-03 03:30 | 368 | 349
2016-05-03 04:00 | 375 | 357
2016-05-03 04:30 | 412 | 396
2016-05-03 05:00 | 451 | 436
2016-05-03 05:30 | 406 | 392
2016-05-03 06:00 | 490 | 478
2016-05-03 06:30 | 544 | 534
2016-05-03 07:00 | 536 | 530
2016-05-03 07:30 | 553 | 548
2016-05-03 08:00 | 547 | 542
2016-05-03 08:30 | 574 | 570
2016-05-03 09:00 | 612 | 608
2016-05-03 09:30 | 616 | 612
2016-05-03 10:00 | 635 | 631
2016-05-03 10:30 | 640 | 637
2016-05-03 11:00 | 638 | 635
2016-05-03 11:30 | 640 | 637
2016-05-03 12:00 | 643 | 640
2016-05-03 12:30 | 636 | 633
2016-05-03 13:00 | 654 | 650
2016-05-03 13:30 | 620 | 615
2016-05-03 14:00 | 686 | 681
2016-05-03 14:30 | 695 | 690
2016-05-03 15:00 | 703 | 699
2016-05-03 15:30 | 704 | 700
2016-05-03 16:00 | 732 | 728
2016-05-03 16:30 | 728 | 724
2016-05-03 17:00 | 746 | 743
2016-05-03 17:30 | 758 | 755
2016-05-03 18:00 | 705 | 702
2016-05-03 18:30 | 689 | 685
2016-05-03 19:00 | 716 | 712
2016-05-03 19:30 | 702 | 697
2016-05-03 20:00 | 715 | 711
2016-05-03 20:30 | 692 | 688
2016-05-03 21:00 | 652 | 648
2016-05-03 21:30 | 622 | 617
2016-05-03 22:00 | 609 | 604
2016-05-03 22:30 | 629 | 623
2016-05-03 23:00 | 636 | 627
2016-05-03 23:30 | 590 | 581
2016-05-04 | 523 | 511
2016-05-04 00:30 | 510 | 497
2016-05-04 01:00 | 442 | 426
2016-05-04 01:30 | 386 | 369
2016-05-04 02:00 | 398 | 381
2016-05-04 02:30 | 398 | 381
2016-05-04 03:00 | 434 | 418
2016-05-04 03:30 | 444 | 428
2016-05-04 04:00 | 445 | 429
2016-05-04 04:30 | 441 | 426
2016-05-04 05:00 | 442 | 427
2016-05-04 05:30 | 477 | 466
2016-05-04 06:00 | 551 | 541
2016-05-04 06:30 | 597 | 588
2016-05-04 07:00 | 586 | 580
2016-05-04 07:30 | 603 | 598
2016-05-04 08:00 | 605 | 600
2016-05-04 08:30 | 600 | 595
2016-05-04 09:00 | 616 | 611
2016-05-04 09:30 | 653 | 648
2016-05-04 10:00 | 627 | 621
2016-05-04 10:30 | 611 | 603
2016-05-04 11:00 | 600 | 592
2016-05-04 11:30 | 585 | 576
2016-05-04 12:00 | 598 | 590
2016-05-04 12:30 | 617 | 610
2016-05-04 13:00 | 649 | 642
2016-05-04 13:30 | 667 | 660
2016-05-04 14:00 | 698 | 690
2016-05-04 14:30 | 724 | 717
2016-05-04 15:00 | 699 | 692
2016-05-04 15:30 | 671 | 664
2016-05-04 16:00 | 683 | 676
2016-05-04 16:30 | 664 | 658
2016-05-04 17:00 | 690 | 682
2016-05-04 17:30 | 606 | 597
2016-05-04 18:00 | 571 | 561
2016-05-04 18:30 | 583 | 573
2016-05-04 19:00 | 647 | 637
2016-05-04 19:30 | 612 | 601
2016-05-04 20:00 | 642 | 632
2016-05-04 20:30 | 695 | 685
2016-05-04 21:00 | 721 | 711
2016-05-04 21:30 | 667 | 655
2016-05-04 22:00 | 616 | 604
2016-05-04 22:30 | 595 | 584
2016-05-04 23:00 | 633 | 623
2016-05-04 23:30 | 581 | 569
2016-05-05 | 565 | 552
2016-05-05 00:30 | 502 | 484
2016-05-05 01:00 | 469 | 448
2016-05-05 01:30 | 476 | 456
2016-05-05 02:00 | 453 | 431
2016-05-05 02:30 | 455 | 432
2016-05-05 03:00 | 489 | 468
2016-05-05 03:30 | 493 | 472
2016-05-05 04:00 | 501 | 480
2016-05-05 04:30 | 495 | 473
2016-05-05 05:00 | 515 | 496
2016-05-05 05:30 | 496 | 478
2016-05-05 06:00 | 554 | 538
2016-05-05 06:30 | 585 | 572
2016-05-05 07:00 | 570 | 558
2016-05-05 07:30 | 626 | 616
2016-05-05 08:00 | 553 | 542
2016-05-05 08:30 | 497 | 487
2016-05-05 09:00 | 597 | 587
2016-05-05 09:30 | 603 | 593
2016-05-05 10:00 | 602 | 593
2016-05-05 10:30 | 676 | 670
2016-05-05 11:00 | 686 | 682
2016-05-05 11:30 | 698 | 693
2016-05-05 12:00 | 714 | 709
2016-05-05 12:30 | 671 | 666
2016-05-05 13:00 | 597 | 593
2016-05-05 13:30 | 612 | 608
2016-05-05 14:00 | 648 | 644
2016-05-05 14:30 | 678 | 674
2016-05-05 15:00 | 684 | 679
2016-05-05 15:30 | 669 | 664
2016-05-05 16:00 | 691 | 688
2016-05-05 16:30 | 717 | 713
2016-05-05 17:00 | 708 | 705
2016-05-05 17:30 | 675 | 672
2016-05-05 18:00 | 677 | 675
2016-05-05 18:30 | 655 | 652
2016-05-05 19:00 | 662 | 659
2016-05-05 19:30 | 703 | 699
2016-05-05 20:00 | 709 | 705
2016-05-05 20:30 | 699 | 695
2016-05-05 21:00 | 704 | 700
2016-05-05 21:30 | 688 | 683
2016-05-05 22:00 | 641 | 636
2016-05-05 22:30 | 669 | 661
2016-05-05 23:00 | 677 | 668
2016-05-05 23:30 | 637 | 628
2016-05-06 | 589 | 578
2016-05-06 00:30 | 558 | 544
2016-05-06 01:00 | 503 | 486
2016-05-06 01:30 | 464 | 446
2016-05-06 02:00 | 444 | 425
2016-05-06 02:30 | 438 | 418
2016-05-06 03:00 | 408 | 390
2016-05-06 03:30 | 405 | 387
2016-05-06 04:00 | 408 | 392
2016-05-06 04:30 | 406 | 390
2016-05-06 05:00 | 412 | 397
2016-05-06 05:30 | 462 | 447
2016-05-06 06:00 | 532 | 520
2016-05-06 06:30 | 567 | 556
2016-05-06 07:00 | 548 | 539
2016-05-06 07:30 | 577 | 568
2016-05-06 08:00 | 560 | 550
2016-05-06 08:30 | 547 | 539
2016-05-06 09:00 | 542 | 534
2016-05-06 09:30 | 531 | 523
2016-05-06 10:00 | 540 | 531
2016-05-06 10:30 | 583 | 575
2016-05-06 11:00 | 600 | 596
2016-05-06 11:30 | 623 | 619
2016-05-06 12:00 | 594 | 591
2016-05-06 12:30 | 628 | 624
2016-05-06 13:00 | 665 | 661
2016-05-06 13:30 | 640 | 636
2016-05-06 14:00 | 594 | 591
2016-05-06 14:30 | 580 | 577
2016-05-06 15:00 | 547 | 544
2016-05-06 15:30 | 597 | 593
2016-05-06 16:00 | 638 | 635
2016-05-06 16:30 | 697 | 694
2016-05-06 17:00 | 691 | 689
2016-05-06 17:30 | 666 | 662
2016-05-06 18:00 | 596 | 590
2016-05-06 18:30 | 549 | 541
2016-05-06 19:00 | 617 | 609
2016-05-06 19:30 | 665 | 657
2016-05-06 20:00 | 703 | 695
2016-05-06 20:30 | 674 | 666
2016-05-06 21:00 | 660 | 652
2016-05-06 21:30 | 629 | 620
2016-05-06 22:00 | 602 | 592
2016-05-06 22:30 | 569 | 557
2016-05-06 23:00 | 611 | 600
2016-05-06 23:30 | 601 | 590
2016-05-07 | 555 | 542
2016-05-07 00:30 | 523 | 508
2016-05-07 01:00 | 468 | 450
2016-05-07 01:30 | 484 | 466
2016-05-07 02:00 | 391 | 371
2016-05-07 02:30 | 341 | 318
2016-05-07 03:00 | 364 | 344
2016-05-07 03:30 | 372 | 351
2016-05-07 04:00 | 381 | 360
2016-05-07 04:30 | 403 | 384
2016-05-07 05:00 | 382 | 361
2016-05-07 05:30 | 396 | 377
2016-05-07 06:00 | 405 | 388
2016-05-07 06:30 | 415 | 399
2016-05-07 07:00 | 415 | 399
2016-05-07 07:30 | 398 | 382
2016-05-07 08:00 | 467 | 451
2016-05-07 08:30 | 485 | 471
2016-05-07 09:00 | 488 | 479
2016-05-07 09:30 | 474 | 466
2016-05-07 10:00 | 480 | 472
2016-05-07 10:30 | 468 | 460
2016-05-07 11:00 | 452 | 445
2016-05-07 11:30 | 421 | 413
2016-05-07 12:00 | 405 | 396
2016-05-07 12:30 | 390 | 381
2016-05-07 13:00 | 391 | 381
2016-05-07 13:30 | 395 | 386
2016-05-07 14:00 | 408 | 399
2016-05-07 14:30 | 440 | 432
2016-05-07 15:00 | 467 | 459
2016-05-07 15:30 | 499 | 492
2016-05-07 16:00 | 516 | 510
2016-05-07 16:30 | 565 | 560
2016-05-07 17:00 | 564 | 560
2016-05-07 17:30 | 525 | 520
2016-05-07 18:00 | 455 | 448
2016-05-07 18:30 | 449 | 441
2016-05-07 19:00 | 505 | 498
2016-05-07 19:30 | 529 | 522
2016-05-07 20:00 | 510 | 502
2016-05-07 20:30 | 524 | 517
2016-05-07 21:00 | 502 | 494
2016-05-07 21:30 | 505 | 495
2016-05-07 22:00 | 482 | 466
2016-05-07 22:30 | 497 | 481
2016-05-07 23:00 | 530 | 516
2016-05-07 23:30 | 498 | 481
2016-05-08 | 453 | 432
2016-05-08 00:30 | 410 | 388
2016-05-08 01:00 | 378 | 353
2016-05-08 01:30 | 363 | 335
2016-05-08 02:00 | 296 | 268
2016-05-08 02:30 | 333 | 309
2016-05-08 03:00 | 352 | 329
2016-05-08 03:30 | 369 | 347
2016-05-08 04:00 | 361 | 338
2016-05-08 04:30 | 352 | 329
2016-05-08 05:00 | 339 | 315
2016-05-08 05:30 | 340 | 317
2016-05-08 06:00 | 368 | 348
2016-05-08 06:30 | 361 | 340
2016-05-08 07:00 | 365 | 345
2016-05-08 07:30 | 401 | 384
2016-05-08 08:00 | 329 | 309
2016-05-08 08:30 | 316 | 296
2016-05-08 09:00 | 348 | 327
2016-05-08 09:30 | 324 | 299
2016-05-08 10:00 | 307 | 282
2016-05-08 10:30 | 309 | 284
2016-05-08 11:00 | 343 | 320
2016-05-08 11:30 | 352 | 330
2016-05-08 12:00 | 351 | 329
2016-05-08 12:30 | 366 | 346
2016-05-08 13:00 | 377 | 358
2016-05-08 13:30 | 356 | 336
2016-05-08 14:00 | 372 | 353
2016-05-08 14:30 | 358 | 338
2016-05-08 15:00 | 344 | 322
2016-05-08 15:30 | 381 | 363
2016-05-08 16:00 | 396 | 379
2016-05-08 16:30 | 460 | 446
2016-05-08 17:00 | 505 | 494
2016-05-08 17:30 | 491 | 480
2016-05-08 18:00 | 515 | 504
2016-05-08 18:30 | 515 | 503
2016-05-08 19:00 | 553 | 542
2016-05-08 19:30 | 520 | 507
2016-05-08 20:00 | 485 | 471
2016-05-08 20:30 | 498 | 485
2016-05-08 21:00 | 491 | 478
2016-05-08 21:30 | 487 | 473
2016-05-08 22:00 | 465 | 450
2016-05-08 22:30 | 515 | 501
2016-05-08 23:00 | 545 | 532
2016-05-08 23:30 | 498 | 482
2016-05-09 | 457 | 439
2016-05-09 00:30 | 438 | 418
2016-05-09 01:00 | 405 | 386
2016-05-09 01:30 | 453 | 435
2016-05-09 02:00 | 458 | 436
2016-05-09 02:30 | 462 | 442
2016-05-09 03:00 | 445 | 424
2016-05-09 03:30 | 436 | 416
2016-05-09 04:00 | 440 | 420
2016-05-09 04:30 | 462 | 444
2016-05-09 05:00 | 438 | 420
2016-05-09 05:30 | 474 | 456
2016-05-09 06:00 | 580 | 567
2016-05-09 06:30 | 644 | 636
2016-05-09 07:00 | 625 | 621
2016-05-09 07:30 | 652 | 648
2016-05-09 08:00 | 617 | 613
2016-05-09 08:30 | 564 | 560
2016-05-09 09:00 | 510 | 506
2016-05-09 09:30 | 394 | 390
2016-05-09 10:00 | 413 | 410
2016-05-09 10:30 | 412 | 409
2016-05-09 11:00 | 393 | 391
2016-05-09 11:30 | 434 | 429
2016-05-09 12:00 | 465 | 459
2016-05-09 12:30 | 437 | 432
2016-05-09 13:00 | 454 | 449
2016-05-09 13:30 | 458 | 452
2016-05-09 14:00 | 523 | 519
2016-05-09 14:30 | 563 | 560
2016-05-09 15:00 | 580 | 578
2016-05-09 15:30 | 604 | 602
2016-05-09 16:00 | 591 | 589
2016-05-09 16:30 | 650 | 648
2016-05-09 17:00 | 709 | 708
2016-05-09 17:30 | 592 | 591
2016-05-09 18:00 | 572 | 572
2016-05-09 18:30 | 577 | 576
2016-05-09 19:00 | 647 | 644
2016-05-09 19:30 | 727 | 724
2016-05-09 20:00 | 668 | 666
2016-05-09 20:30 | 612 | 609
2016-05-09 21:00 | 636 | 632
2016-05-09 21:30 | 640 | 638
2016-05-09 22:00 | 645 | 642
2016-05-09 22:30 | 653 | 648
2016-05-09 23:00 | 646 | 638
2016-05-09 23:30 | 593 | 584
2016-05-10 | 536 | 525
2016-05-10 00:30 | 490 | 474
2016-05-10 01:00 | 473 | 456
2016-05-10 01:30 | 513 | 496
2016-05-10 02:00 | 522 | 503
2016-05-10 02:30 | 567 | 548
2016-05-10 03:00 | 567 | 543
2016-05-10 03:30 | 585 | 562
2016-05-10 04:00 | 587 | 564
2016-05-10 04:30 | 588 | 567
2016-05-10 05:00 | 594 | 575
2016-05-10 05:30 | 591 | 575
2016-05-10 06:00 | 613 | 600
2016-05-10 06:30 | 595 | 588
2016-05-10 07:00 | 587 | 583
2016-05-10 07:30 | 631 | 626
2016-05-10 08:00 | 641 | 636
2016-05-10 08:30 | 652 | 648
2016-05-10 09:00 | 669 | 665
2016-05-10 09:30 | 706 | 703
2016-05-10 10:00 | 680 | 676
2016-05-10 10:30 | 713 | 708
2016-05-10 11:00 | 713 | 708
2016-05-10 11:30 | 737 | 733
2016-05-10 12:00 | 758 | 754
2016-05-10 12:30 | 777 | 774
2016-05-10 13:00 | 770 | 766
2016-05-10 13:30 | 788 | 784
2016-05-10 14:00 | 808 | 805
2016-05-10 14:30 | 804 | 800
2016-05-10 15:00 | 830 | 827
2016-05-10 15:30 | 819 | 816
2016-05-10 16:00 | 823 | 820
2016-05-10 16:30 | 817 | 813
2016-05-10 17:00 | 812 | 809
2016-05-10 17:30 | 767 | 764
2016-05-10 18:00 | 726 | 722
2016-05-10 18:30 | 682 | 676
2016-05-10 19:00 | 669 | 664
2016-05-10 19:30 | 692 | 687
2016-05-10 20:00 | 732 | 727
2016-05-10 20:30 | 736 | 731
2016-05-10 21:00 | 669 | 661
2016-05-10 21:30 | 612 | 608
2016-05-10 22:00 | 567 | 561
2016-05-10 22:30 | 530 | 522
2016-05-10 23:00 | 550 | 543
2016-05-10 23:30 | 533 | 521
2016-05-11 | 512 | 495
2016-05-11 00:30 | 485 | 464
2016-05-11 01:00 | 454 | 429
2016-05-11 01:30 | 411 | 381
2016-05-11 02:00 | 352 | 323
2016-05-11 02:30 | 336 | 309
2016-05-11 03:00 | 368 | 342
2016-05-11 03:30 | 387 | 363
2016-05-11 04:00 | 384 | 360
2016-05-11 04:30 | 409 | 387
2016-05-11 05:00 | 405 | 385
2016-05-11 05:30 | 468 | 449
2016-05-11 06:00 | 591 | 578
2016-05-11 06:30 | 597 | 589
2016-05-11 07:00 | 544 | 537
2016-05-11 07:30 | 511 | 504
2016-05-11 08:00 | 479 | 469
2016-05-11 08:30 | 464 | 452
2016-05-11 09:00 | 475 | 463
2016-05-11 09:30 | 470 | 459
2016-05-11 10:00 | 478 | 467
2016-05-11 10:30 | 515 | 503
2016-05-11 11:00 | 541 | 531
2016-05-11 11:30 | 569 | 560
2016-05-11 12:00 | 575 | 566
2016-05-11 12:30 | 546 | 535
2016-05-11 13:00 | 553 | 543
2016-05-11 13:30 | 496 | 485
2016-05-11 14:00 | 486 | 478
2016-05-11 14:30 | 525 | 518
2016-05-11 15:00 | 568 | 562
2016-05-11 15:30 | 614 | 607
2016-05-11 16:00 | 617 | 610
2016-05-11 16:30 | 630 | 623
2016-05-11 17:00 | 633 | 626
2016-05-11 17:30 | 642 | 636
2016-05-11 18:00 | 650 | 645
2016-05-11 18:30 | 660 | 654
2016-05-11 19:00 | 690 | 684
2016-05-11 19:30 | 673 | 666
2016-05-11 20:00 | 638 | 631
2016-05-11 20:30 | 622 | 615
2016-05-11 21:00 | 590 | 582
2016-05-11 21:30 | 606 | 598
2016-05-11 22:00 | 615 | 608
2016-05-11 22:30 | 576 | 567
2016-05-11 23:00 | 594 | 585
2016-05-11 23:30 | 566 | 555
2016-05-12 | 498 | 485
2016-05-12 00:30 | 455 | 439
2016-05-12 01:00 | 424 | 406
2016-05-12 01:30 | 382 | 361
2016-05-12 02:00 | 332 | 311
2016-05-12 02:30 | 325 | 304
2016-05-12 03:00 | 332 | 311
2016-05-12 03:30 | 339 | 319
2016-05-12 04:00 | 335 | 314
2016-05-12 04:30 | 337 | 317
2016-05-12 05:00 | 342 | 322
2016-05-12 05:30 | 389 | 375
2016-05-12 06:00 | 537 | 525
2016-05-12 06:30 | 606 | 597
2016-05-12 07:00 | 572 | 566
2016-05-12 07:30 | 557 | 552
2016-05-12 08:00 | 517 | 511
2016-05-12 08:30 | 515 | 508
2016-05-12 09:00 | 508 | 500
2016-05-12 09:30 | 498 | 489
2016-05-12 10:00 | 466 | 457
2016-05-12 10:30 | 471 | 462
2016-05-12 11:00 | 505 | 497
2016-05-12 11:30 | 488 | 480
2016-05-12 12:00 | 479 | 470
2016-05-12 12:30 | 491 | 482
2016-05-12 13:00 | 500 | 493
2016-05-12 13:30 | 518 | 511
2016-05-12 14:00 | 529 | 522
2016-05-12 14:30 | 552 | 546
2016-05-12 15:00 | 608 | 602
2016-05-12 15:30 | 607 | 603
2016-05-12 16:00 | 597 | 593
2016-05-12 16:30 | 628 | 624
2016-05-12 17:00 | 672 | 668
2016-05-12 17:30 | 657 | 654
2016-05-12 18:00 | 624 | 621
2016-05-12 18:30 | 600 | 596
2016-05-12 19:00 | 650 | 645
2016-05-12 19:30 | 672 | 668
2016-05-12 20:00 | 680 | 676
2016-05-12 20:30 | 694 | 690
2016-05-12 21:00 | 705 | 701
2016-05-12 21:30 | 674 | 669
2016-05-12 22:00 | 616 | 611
2016-05-12 22:30 | 533 | 526
2016-05-12 23:00 | 547 | 540
2016-05-12 23:30 | 498 | 489
2016-05-13 | 446 | 433
2016-05-13 00:30 | 409 | 391
2016-05-13 01:00 | 357 | 334
2016-05-13 01:30 | 337 | 313
2016-05-13 02:00 | 281 | 256
2016-05-13 02:30 | 298 | 275
2016-05-13 03:00 | 329 | 307
2016-05-13 03:30 | 340 | 320
2016-05-13 04:00 | 338 | 317
2016-05-13 04:30 | 348 | 329
2016-05-13 05:00 | 350 | 332
2016-05-13 05:30 | 401 | 388
2016-05-13 06:00 | 474 | 461
2016-05-13 06:30 | 498 | 488
2016-05-13 07:00 | 478 | 468
2016-05-13 07:30 | 504 | 497
2016-05-13 08:00 | 478 | 467
2016-05-13 08:30 | 452 | 439
2016-05-13 09:00 | 442 | 429
2016-05-13 09:30 | 434 | 421
2016-05-13 10:00 | 419 | 408
2016-05-13 10:30 | 407 | 397
2016-05-13 11:00 | 427 | 418
2016-05-13 11:30 | 452 | 444
2016-05-13 12:00 | 487 | 479
2016-05-13 12:30 | 483 | 476
2016-05-13 13:00 | 479 | 471
2016-05-13 13:30 | 466 | 459
2016-05-13 14:00 | 483 | 476
2016-05-13 14:30 | 477 | 470
2016-05-13 15:00 | 481 | 475
2016-05-13 15:30 | 521 | 515
2016-05-13 16:00 | 530 | 524
2016-05-13 16:30 | 590 | 585
2016-05-13 17:00 | 586 | 581
2016-05-13 17:30 | 556 | 551
2016-05-13 18:00 | 505 | 500
2016-05-13 18:30 | 513 | 507
2016-05-13 19:00 | 560 | 554
2016-05-13 19:30 | 591 | 585
2016-05-13 20:00 | 653 | 649
2016-05-13 20:30 | 637 | 633
2016-05-13 21:00 | 612 | 607
2016-05-13 21:30 | 649 | 644
2016-05-13 22:00 | 640 | 634
2016-05-13 22:30 | 598 | 590
2016-05-13 23:00 | 594 | 586
2016-05-13 23:30 | 557 | 546
2016-05-14 | 460 | 445
2016-05-14 00:30 | 441 | 423
2016-05-14 01:00 | 462 | 443
2016-05-14 01:30 | 395 | 376
2016-05-14 02:00 | 366 | 345
2016-05-14 02:30 | 374 | 354
2016-05-14 03:00 | 371 | 351
2016-05-14 03:30 | 366 | 346
2016-05-14 04:00 | 366 | 345
2016-05-14 04:30 | 363 | 343
2016-05-14 05:00 | 353 | 332
2016-05-14 05:30 | 368 | 348
2016-05-14 06:00 | 378 | 360
2016-05-14 06:30 | 391 | 374
2016-05-14 07:00 | 419 | 400
2016-05-14 07:30 | 455 | 438
2016-05-14 08:00 | 462 | 446
2016-05-14 08:30 | 443 | 426
2016-05-14 09:00 | 415 | 396
2016-05-14 09:30 | 397 | 376
2016-05-14 10:00 | 395 | 374
2016-05-14 10:30 | 391 | 371
2016-05-14 11:00 | 417 | 399
2016-05-14 11:30 | 419 | 402
2016-05-14 12:00 | 414 | 396
2016-05-14 12:30 | 403 | 383
2016-05-14 13:00 | 404 | 385
2016-05-14 13:30 | 418 | 399
2016-05-14 14:00 | 429 | 411
2016-05-14 14:30 | 439 | 422
2016-05-14 15:00 | 472 | 456
2016-05-14 15:30 | 484 | 469
2016-05-14 16:00 | 510 | 497
2016-05-14 16:30 | 553 | 542
2016-05-14 17:00 | 574 | 564
2016-05-14 17:30 | 562 | 552
2016-05-14 18:00 | 563 | 558
2016-05-14 18:30 | 523 | 516
2016-05-14 19:00 | 591 | 585
2016-05-14 19:30 | 625 | 619
2016-05-14 20:00 | 656 | 650
2016-05-14 20:30 | 646 | 641
2016-05-14 21:00 | 633 | 628
2016-05-14 21:30 | 613 | 605
2016-05-14 22:00 | 591 | 579
2016-05-14 22:30 | 591 | 578
2016-05-14 23:00 | 619 | 607
2016-05-14 23:30 | 594 | 580
2016-05-15 | 564 | 549
2016-05-15 00:30 | 510 | 493
2016-05-15 01:00 | 448 | 425
2016-05-15 01:30 | 374 | 350
2016-05-15 02:00 | 338 | 311
2016-05-15 02:30 | 386 | 363
2016-05-15 03:00 | 424 | 403
2016-05-15 03:30 | 417 | 396
2016-05-15 04:00 | 422 | 401
2016-05-15 04:30 | 401 | 379
2016-05-15 05:00 | 374 | 351
2016-05-15 05:30 | 408 | 387
2016-05-15 06:00 | 447 | 429
2016-05-15 06:30 | 429 | 408
2016-05-15 07:00 | 413 | 392
2016-05-15 07:30 | 385 | 363
2016-05-15 08:00 | 446 | 422
2016-05-15 08:30 | 400 | 374
2016-05-15 09:00 | 390 | 363
2016-05-15 09:30 | 387 | 361
2016-05-15 10:00 | 376 | 349
2016-05-15 10:30 | 377 | 349
2016-05-15 11:00 | 388 | 362
2016-05-15 11:30 | 373 | 345
2016-05-15 12:00 | 361 | 332
2016-05-15 12:30 | 364 | 336
2016-05-15 13:00 | 368 | 340
2016-05-15 13:30 | 377 | 350
2016-05-15 14:00 | 410 | 387
2016-05-15 14:30 | 406 | 382
2016-05-15 15:00 | 444 | 423
2016-05-15 15:30 | 481 | 463
2016-05-15 16:00 | 517 | 500
2016-05-15 16:30 | 538 | 529
2016-05-15 17:00 | 570 | 563
2016-05-15 17:30 | 502 | 493
2016-05-15 18:00 | 512 | 504
2016-05-15 18:30 | 448 | 438
2016-05-15 19:00 | 491 | 482
2016-05-15 19:30 | 545 | 536
2016-05-15 20:00 | 541 | 532
2016-05-15 20:30 | 532 | 523
2016-05-15 21:00 | 503 | 493
2016-05-15 21:30 | 466 | 451
2016-05-15 22:00 | 484 | 469
2016-05-15 22:30 | 480 | 461
2016-05-15 23:00 | 532 | 515
2016-05-15 23:30 | 539 | 522
2016-05-16 | 508 | 488
2016-05-16 00:30 | 438 | 418
2016-05-16 01:00 | 401 | 380
2016-05-16 01:30 | 380 | 357
2016-05-16 02:00 | 359 | 336
2016-05-16 02:30 | 412 | 391
2016-05-16 03:00 | 416 | 396
2016-05-16 03:30 | 407 | 387
2016-05-16 04:00 | 399 | 378
2016-05-16 04:30 | 393 | 373
2016-05-16 05:00 | 375 | 355
2016-05-16 05:30 | 438 | 421
2016-05-16 06:00 | 564 | 548
2016-05-16 06:30 | 621 | 609
2016-05-16 07:00 | 639 | 628
2016-05-16 07:30 | 637 | 627
2016-05-16 08:00 | 638 | 627
2016-05-16 08:30 | 610 | 598
2016-05-16 09:00 | 567 | 555
2016-05-16 09:30 | 587 | 575
2016-05-16 10:00 | 576 | 564
2016-05-16 10:30 | 577 | 566
2016-05-16 11:00 | 587 | 577
2016-05-16 11:30 | 579 | 568
2016-05-16 12:00 | 578 | 568
2016-05-16 12:30 | 615 | 604
2016-05-16 13:00 | 632 | 622
2016-05-16 13:30 | 645 | 636
2016-05-16 14:00 | 671 | 662
2016-05-16 14:30 | 707 | 700
2016-05-16 15:00 | 709 | 705
2016-05-16 15:30 | 720 | 716
2016-05-16 16:00 | 729 | 726
2016-05-16 16:30 | 738 | 735
2016-05-16 17:00 | 738 | 736
2016-05-16 17:30 | 709 | 706
2016-05-16 18:00 | 696 | 693
2016-05-16 18:30 | 702 | 698
2016-05-16 19:00 | 715 | 711
2016-05-16 19:30 | 728 | 724
2016-05-16 20:00 | 693 | 688
2016-05-16 20:30 | 703 | 698
2016-05-16 21:00 | 651 | 645
2016-05-16 21:30 | 619 | 611
2016-05-16 22:00 | 598 | 587
2016-05-16 22:30 | 519 | 504
2016-05-16 23:00 | 512 | 497
2016-05-16 23:30 | 517 | 502
2016-05-17 | 460 | 443
2016-05-17 00:30 | 463 | 445
2016-05-17 01:00 | 465 | 446
2016-05-17 01:30 | 468 | 447
2016-05-17 02:00 | 457 | 435
2016-05-17 02:30 | 443 | 420
2016-05-17 03:00 | 465 | 443
2016-05-17 03:30 | 468 | 447
2016-05-17 04:00 | 473 | 451
2016-05-17 04:30 | 496 | 475
2016-05-17 05:00 | 491 | 472
2016-05-17 05:30 | 459 | 440
2016-05-17 06:00 | 488 | 472
2016-05-17 06:30 | 546 | 533
2016-05-17 07:00 | 616 | 606
2016-05-17 07:30 | 660 | 653
2016-05-17 08:00 | 613 | 607
2016-05-17 08:30 | 600 | 592
2016-05-17 09:00 | 542 | 528
2016-05-17 09:30 | 495 | 478
2016-05-17 10:00 | 481 | 464
2016-05-17 10:30 | 474 | 455
2016-05-17 11:00 | 496 | 479
2016-05-17 11:30 | 529 | 514
2016-05-17 12:00 | 527 | 512
2016-05-17 12:30 | 485 | 468
2016-05-17 13:00 | 493 | 478
2016-05-17 13:30 | 519 | 506
2016-05-17 14:00 | 504 | 490
2016-05-17 14:30 | 544 | 532
2016-05-17 15:00 | 576 | 564
2016-05-17 15:30 | 649 | 638
2016-05-17 16:00 | 651 | 641
2016-05-17 16:30 | 668 | 659
2016-05-17 17:00 | 701 | 692
2016-05-17 17:30 | 675 | 666
2016-05-17 18:00 | 626 | 617
2016-05-17 18:30 | 629 | 619
2016-05-17 19:00 | 661 | 651
2016-05-17 19:30 | 637 | 627
2016-05-17 20:00 | 667 | 657
2016-05-17 20:30 | 574 | 562
2016-05-17 21:00 | 552 | 539
2016-05-17 21:30 | 558 | 547
2016-05-17 22:00 | 534 | 521
2016-05-17 22:30 | 479 | 463
2016-05-17 23:00 | 475 | 458
2016-05-17 23:30 | 395 | 371
2016-05-18 | 324 | 290
2016-05-18 00:30 | 290 | 250
2016-05-18 01:00 | 258 | 213
2016-05-18 01:30 | 218 | 157
2016-05-18 02:00 | 229 | 176
2016-05-18 02:30 | 257 | 213
2016-05-18 03:00 | 297 | 260
2016-05-18 03:30 | 362 | 333
2016-05-18 04:00 | 394 | 371
2016-05-18 04:30 | 428 | 407
2016-05-18 05:00 | 443 | 424
2016-05-18 05:30 | 382 | 361
2016-05-18 06:00 | 411 | 394
2016-05-18 06:30 | 410 | 398
2016-05-18 07:00 | 446 | 434
2016-05-18 07:30 | 567 | 560
2016-05-18 08:00 | 549 | 542
2016-05-18 08:30 | 542 | 534
2016-05-18 09:00 | 515 | 506
2016-05-18 09:30 | 463 | 452
2016-05-18 10:00 | 439 | 426
2016-05-18 10:30 | 440 | 429
2016-05-18 11:00 | 462 | 453
2016-05-18 11:30 | 458 | 449
2016-05-18 12:00 | 485 | 476
2016-05-18 12:30 | 499 | 491
2016-05-18 13:00 | 523 | 516
2016-05-18 13:30 | 552 | 546
2016-05-18 14:00 | 540 | 533
2016-05-18 14:30 | 607 | 601
2016-05-18 15:00 | 644 | 640
2016-05-18 15:30 | 650 | 648
2016-05-18 16:00 | 676 | 674
2016-05-18 16:30 | 715 | 713
2016-05-18 17:00 | 672 | 671
2016-05-18 17:30 | 646 | 645
2016-05-18 18:00 | 569 | 568
2016-05-18 18:30 | 559 | 557
2016-05-18 19:00 | 604 | 602
2016-05-18 19:30 | 653 | 649
2016-05-18 20:00 | 553 | 547
2016-05-18 20:30 | 535 | 530
2016-05-18 21:00 | 552 | 545
2016-05-18 21:30 | 565 | 556
2016-05-18 22:00 | 545 | 535
2016-05-18 22:30 | 487 | 475
2016-05-18 23:00 | 526 | 515
2016-05-18 23:30 | 523 | 511
2016-05-19 | 453 | 437
2016-05-19 00:30 | 433 | 414
2016-05-19 01:00 | 433 | 414
2016-05-19 01:30 | 460 | 440
2016-05-19 02:00 | 414 | 387
2016-05-19 02:30 | 408 | 379
2016-05-19 03:00 | 447 | 422
2016-05-19 03:30 | 426 | 402
2016-05-19 04:00 | 436 | 414
2016-05-19 04:30 | 451 | 431
2016-05-19 05:00 | 454 | 435
2016-05-19 05:30 | 478 | 461
2016-05-19 06:00 | 548 | 535
2016-05-19 06:30 | 541 | 528
2016-05-19 07:00 | 566 | 555
2016-05-19 07:30 | 675 | 666
2016-05-19 08:00 | 607 | 597
2016-05-19 08:30 | 562 | 552
2016-05-19 09:00 | 564 | 553
2016-05-19 09:30 | 519 | 507
2016-05-19 10:00 | 513 | 501
2016-05-19 10:30 | 587 | 576
2016-05-19 11:00 | 606 | 597
2016-05-19 11:30 | 601 | 593
2016-05-19 12:00 | 612 | 604
2016-05-19 12:30 | 653 | 645
2016-05-19 13:00 | 650 | 642
2016-05-19 13:30 | 637 | 628
2016-05-19 14:00 | 659 | 651
2016-05-19 14:30 | 700 | 692
2016-05-19 15:00 | 626 | 618
2016-05-19 15:30 | 632 | 624
2016-05-19 16:00 | 642 | 634
2016-05-19 16:30 | 653 | 645
2016-05-19 17:00 | 651 | 643
2016-05-19 17:30 | 662 | 655
2016-05-19 18:00 | 648 | 640
2016-05-19 18:30 | 633 | 624
2016-05-19 19:00 | 701 | 693
2016-05-19 19:30 | 683 | 674
2016-05-19 20:00 | 715 | 707
2016-05-19 20:30 | 701 | 693
2016-05-19 21:00 | 665 | 656
2016-05-19 21:30 | 670 | 659
2016-05-19 22:00 | 664 | 655
2016-05-19 22:30 | 635 | 625
2016-05-19 23:00 | 619 | 607
2016-05-19 23:30 | 592 | 580
2016-05-20 | 533 | 519
2016-05-20 00:30 | 467 | 448
2016-05-20 01:00 | 437 | 415
2016-05-20 01:30 | 425 | 398
2016-05-20 02:00 | 407 | 382
2016-05-20 02:30 | 405 | 382
2016-05-20 03:00 | 374 | 352
2016-05-20 03:30 | 432 | 413
2016-05-20 04:00 | 443 | 425
2016-05-20 04:30 | 410 | 390
2016-05-20 05:00 | 465 | 449
2016-05-20 05:30 | 480 | 460
2016-05-20 06:00 | 466 | 446
2016-05-20 06:30 | 506 | 490
2016-05-20 07:00 | 483 | 469
2016-05-20 07:30 | 553 | 542
2016-05-20 08:00 | 546 | 536
2016-05-20 08:30 | 516 | 505
2016-05-20 09:00 | 526 | 514
2016-05-20 09:30 | 503 | 490
2016-05-20 10:00 | 473 | 458
2016-05-20 10:30 | 441 | 424
2016-05-20 11:00 | 417 | 399
2016-05-20 11:30 | 465 | 450
2016-05-20 12:00 | 481 | 467
2016-05-20 12:30 | 490 | 476
2016-05-20 13:00 | 517 | 505
2016-05-20 13:30 | 531 | 519
2016-05-20 14:00 | 563 | 553
2016-05-20 14:30 | 575 | 565
2016-05-20 15:00 | 577 | 567
2016-05-20 15:30 | 598 | 589
2016-05-20 16:00 | 569 | 560
2016-05-20 16:30 | 621 | 613
2016-05-20 17:00 | 642 | 634
2016-05-20 17:30 | 642 | 633
2016-05-20 18:00 | 564 | 555
2016-05-20 18:30 | 550 | 539
2016-05-20 19:00 | 639 | 628
2016-05-20 19:30 | 647 | 637
2016-05-20 20:00 | 644 | 635
2016-05-20 20:30 | 608 | 598
2016-05-20 21:00 | 575 | 566
2016-05-20 21:30 | 550 | 540
2016-05-20 22:00 | 541 | 530
2016-05-20 22:30 | 497 | 484
2016-05-20 23:00 | 508 | 494
2016-05-20 23:30 | 452 | 436
2016-05-21 | 380 | 357
2016-05-21 00:30 | 347 | 322
2016-05-21 01:00 | 357 | 334
2016-05-21 01:30 | 343 | 318
2016-05-21 02:00 | 292 | 264
2016-05-21 02:30 | 280 | 250
2016-05-21 03:00 | 278 | 247
2016-05-21 03:30 | 294 | 265
2016-05-21 04:00 | 365 | 343
2016-05-21 04:30 | 353 | 331
2016-05-21 05:00 | 336 | 313
2016-05-21 05:30 | 338 | 317
2016-05-21 06:00 | 376 | 358
2016-05-21 06:30 | 398 | 381
2016-05-21 07:00 | 452 | 435
2016-05-21 07:30 | 468 | 449
2016-05-21 08:00 | 480 | 462
2016-05-21 08:30 | 477 | 459
2016-05-21 09:00 | 481 | 467
2016-05-21 09:30 | 451 | 436
2016-05-21 10:00 | 431 | 416
2016-05-21 10:30 | 439 | 427
2016-05-21 11:00 | 440 | 429
2016-05-21 11:30 | 463 | 454
2016-05-21 12:00 | 461 | 449
2016-05-21 12:30 | 452 | 437
2016-05-21 13:00 | 438 | 422
2016-05-21 13:30 | 471 | 456
2016-05-21 14:00 | 483 | 469
2016-05-21 14:30 | 503 | 490
2016-05-21 15:00 | 499 | 486
2016-05-21 15:30 | 516 | 504
2016-05-21 16:00 | 546 | 535
2016-05-21 16:30 | 543 | 532
2016-05-21 17:00 | 455 | 442
2016-05-21 17:30 | 446 | 433
2016-05-21 18:00 | 440 | 426
2016-05-21 18:30 | 442 | 427
2016-05-21 19:00 | 507 | 495
2016-05-21 19:30 | 567 | 556
2016-05-21 20:00 | 616 | 607
2016-05-21 20:30 | 585 | 574
2016-05-21 21:00 | 600 | 590
2016-05-21 21:30 | 600 | 587
2016-05-21 22:00 | 607 | 588
2016-05-21 22:30 | 594 | 575
2016-05-21 23:00 | 606 | 588
2016-05-21 23:30 | 570 | 550
2016-05-22 | 542 | 513
2016-05-22 00:30 | 552 | 522
2016-05-22 01:00 | 528 | 495
2016-05-22 01:30 | 580 | 550
2016-05-22 02:00 | 537 | 503
2016-05-22 02:30 | 506 | 479
2016-05-22 03:00 | 527 | 506
2016-05-22 03:30 | 508 | 487
2016-05-22 04:00 | 507 | 485
2016-05-22 04:30 | 438 | 414
2016-05-22 05:00 | 400 | 374
2016-05-22 05:30 | 428 | 405
2016-05-22 06:00 | 455 | 433
2016-05-22 06:30 | 470 | 450
2016-05-22 07:00 | 482 | 463
2016-05-22 07:30 | 525 | 507
2016-05-22 08:00 | 483 | 464
2016-05-22 08:30 | 509 | 492
2016-05-22 09:00 | 532 | 517
2016-05-22 09:30 | 515 | 499
2016-05-22 10:00 | 492 | 476
2016-05-22 10:30 | 506 | 491
2016-05-22 11:00 | 529 | 515
2016-05-22 11:30 | 545 | 531
2016-05-22 12:00 | 527 | 512
2016-05-22 12:30 | 500 | 484
2016-05-22 13:00 | 490 | 474
2016-05-22 13:30 | 485 | 468
2016-05-22 14:00 | 498 | 482
2016-05-22 14:30 | 514 | 498
2016-05-22 15:00 | 543 | 528
2016-05-22 15:30 | 567 | 553
2016-05-22 16:00 | 585 | 572
2016-05-22 16:30 | 617 | 605
2016-05-22 17:00 | 624 | 613
2016-05-22 17:30 | 615 | 604
2016-05-22 18:00 | 619 | 609
2016-05-22 18:30 | 598 | 586
2016-05-22 19:00 | 620 | 608
2016-05-22 19:30 | 624 | 611
2016-05-22 20:00 | 633 | 622
2016-05-22 20:30 | 599 | 586
2016-05-22 21:00 | 593 | 579
2016-05-22 21:30 | 684 | 673
2016-05-22 22:00 | 680 | 669
2016-05-22 22:30 | 659 | 648
2016-05-22 23:00 | 633 | 621
2016-05-22 23:30 | 589 | 574
2016-05-23 | 655 | 642
2016-05-23 00:30 | 630 | 611
2016-05-23 01:00 | 639 | 612
2016-05-23 01:30 | 547 | 505
2016-05-23 02:00 | 535 | 491
2016-05-23 02:30 | 538 | 493
2016-05-23 03:00 | 484 | 431
2016-05-23 03:30 | 526 | 480
2016-05-23 04:00 | 494 | 442
2016-05-23 04:30 | 492 | 441
2016-05-23 05:00 | 550 | 508
2016-05-23 05:30 | 591 | 556
2016-05-23 06:00 | 593 | 560
2016-05-23 06:30 | 629 | 610
2016-05-23 07:00 | 609 | 594
2016-05-23 07:30 | 629 | 616
2016-05-23 08:00 | 616 | 601
2016-05-23 08:30 | 588 | 570
2016-05-23 09:00 | 573 | 554
2016-05-23 09:30 | 561 | 540
2016-05-23 10:00 | 607 | 590
2016-05-23 10:30 | 632 | 616
2016-05-23 11:00 | 638 | 622
2016-05-23 11:30 | 642 | 627
2016-05-23 12:00 | 648 | 633
2016-05-23 12:30 | 643 | 628
2016-05-23 13:00 | 621 | 607
2016-05-23 13:30 | 615 | 602
2016-05-23 14:00 | 683 | 675
2016-05-23 14:30 | 699 | 692
2016-05-23 15:00 | 704 | 696
2016-05-23 15:30 | 750 | 743
2016-05-23 16:00 | 772 | 765
2016-05-23 16:30 | 731 | 724
2016-05-23 17:00 | 710 | 702
2016-05-23 17:30 | 759 | 753
2016-05-23 18:00 | 709 | 704
2016-05-23 18:30 | 680 | 673
2016-05-23 19:00 | 747 | 740
2016-05-23 19:30 | 738 | 731
2016-05-23 20:00 | 744 | 738
2016-05-23 20:30 | 730 | 722
2016-05-23 21:00 | 720 | 710
2016-05-23 21:30 | 747 | 738
2016-05-23 22:00 | 755 | 747
2016-05-23 22:30 | 696 | 687
2016-05-23 23:00 | 675 | 665
2016-05-23 23:30 | 652 | 642
2016-05-24 | 640 | 628
2016-05-24 00:30 | 664 | 648
2016-05-24 01:00 | 644 | 619
2016-05-24 01:30 | 618 | 592
2016-05-24 02:00 | 592 | 564
2016-05-24 02:30 | 583 | 554
2016-05-24 03:00 | 598 | 570
2016-05-24 03:30 | 617 | 590
2016-05-24 04:00 | 633 | 607
2016-05-24 04:30 | 640 | 616
2016-05-24 05:00 | 645 | 622
2016-05-24 05:30 | 698 | 681
2016-05-24 06:00 | 744 | 731
2016-05-24 06:30 | 759 | 748
2016-05-24 07:00 | 649 | 634
2016-05-24 07:30 | 653 | 639
2016-05-24 08:00 | 616 | 600
2016-05-24 08:30 | 643 | 629
2016-05-24 09:00 | 671 | 658
2016-05-24 09:30 | 653 | 639
2016-05-24 10:00 | 677 | 664
2016-05-24 10:30 | 642 | 628
2016-05-24 11:00 | 636 | 622
2016-05-24 11:30 | 646 | 631
2016-05-24 12:00 | 649 | 635
2016-05-24 12:30 | 678 | 665
2016-05-24 13:00 | 704 | 692
2016-05-24 13:30 | 737 | 726
2016-05-24 14:00 | 733 | 723
2016-05-24 14:30 | 744 | 733
2016-05-24 15:00 | 726 | 715
2016-05-24 15:30 | 753 | 743
2016-05-24 16:00 | 764 | 755
2016-05-24 16:30 | 796 | 787
2016-05-24 17:00 | 756 | 745
2016-05-24 17:30 | 780 | 773
2016-05-24 18:00 | 794 | 789
2016-05-24 18:30 | 769 | 762
2016-05-24 19:00 | 780 | 773
2016-05-24 19:30 | 788 | 781
2016-05-24 20:00 | 756 | 750
2016-05-24 20:30 | 755 | 748
2016-05-24 21:00 | 732 | 724
2016-05-24 21:30 | 725 | 717
2016-05-24 22:00 | 778 | 771
2016-05-24 22:30 | 726 | 718
2016-05-24 23:00 | 701 | 692
2016-05-24 23:30 | 650 | 640
2016-05-25 | 593 | 579
2016-05-25 00:30 | 606 | 585
2016-05-25 01:00 | 616 | 590
2016-05-25 01:30 | 611 | 584
2016-05-25 02:00 | 606 | 578
2016-05-25 02:30 | 595 | 564
2016-05-25 03:00 | 617 | 582
2016-05-25 03:30 | 626 | 591
2016-05-25 04:00 | 600 | 563
2016-05-25 04:30 | 600 | 563
2016-05-25 05:00 | 625 | 593
2016-05-25 05:30 | 598 | 567
2016-05-25 06:00 | 603 | 587
2016-05-25 06:30 | 656 | 643
2016-05-25 07:00 | 685 | 674
2016-05-25 07:30 | 737 | 731
2016-05-25 08:00 | 716 | 708
2016-05-25 08:30 | 676 | 667
2016-05-25 09:00 | 692 | 683
2016-05-25 09:30 | 643 | 632
2016-05-25 10:00 | 603 | 591
2016-05-25 10:30 | 574 | 560
2016-05-25 11:00 | 580 | 567
2016-05-25 11:30 | 575 | 562
2016-05-25 12:00 | 559 | 545
2016-05-25 12:30 | 540 | 525
2016-05-25 13:00 | 538 | 524
2016-05-25 13:30 | 542 | 528
2016-05-25 14:00 | 537 | 524
2016-05-25 14:30 | 526 | 513
2016-05-25 15:00 | 546 | 533
2016-05-25 15:30 | 519 | 504
2016-05-25 16:00 | 526 | 512
2016-05-25 16:30 | 532 | 518
2016-05-25 17:00 | 503 | 488
2016-05-25 17:30 | 445 | 429
2016-05-25 18:00 | 462 | 452
2016-05-25 18:30 | 455 | 445
2016-05-25 19:00 | 514 | 506
2016-05-25 19:30 | 593 | 585
2016-05-25 20:00 | 628 | 621
2016-05-25 20:30 | 638 | 631
2016-05-25 21:00 | 635 | 629
2016-05-25 21:30 | 694 | 689
2016-05-25 22:00 | 684 | 678
2016-05-25 22:30 | 651 | 644
2016-05-25 23:00 | 650 | 642
2016-05-25 23:30 | 614 | 605
2016-05-26 | 544 | 533
2016-05-26 00:30 | 501 | 486
2016-05-26 01:00 | 530 | 506
2016-05-26 01:30 | 542 | 509
2016-05-26 02:00 | 513 | 476
2016-05-26 02:30 | 571 | 539
2016-05-26 03:00 | 596 | 565
2016-05-26 03:30 | 665 | 640
2016-05-26 04:00 | 696 | 673
2016-05-26 04:30 | 700 | 678
2016-05-26 05:00 | 710 | 690
2016-05-26 05:30 | 633 | 611
2016-05-26 06:00 | 756 | 741
2016-05-26 06:30 | 782 | 771
2016-05-26 07:00 | 766 | 760
2016-05-26 07:30 | 679 | 671
2016-05-26 08:00 | 591 | 578
2016-05-26 08:30 | 526 | 509
2016-05-26 09:00 | 465 | 443
2016-05-26 09:30 | 438 | 412
2016-05-26 10:00 | 391 | 362
2016-05-26 10:30 | 340 | 307
2016-05-26 11:00 | 321 | 291
2016-05-26 11:30 | 350 | 322
2016-05-26 12:00 | 374 | 351
2016-05-26 12:30 | 453 | 435
2016-05-26 13:00 | 524 | 510
2016-05-26 13:30 | 590 | 579
2016-05-26 14:00 | 615 | 604
2016-05-26 14:30 | 634 | 625
2016-05-26 15:00 | 654 | 645
2016-05-26 15:30 | 665 | 656
2016-05-26 16:00 | 685 | 679
2016-05-26 16:30 | 725 | 720
2016-05-26 17:00 | 729 | 723
2016-05-26 17:30 | 668 | 660
2016-05-26 18:00 | 647 | 642
2016-05-26 18:30 | 639 | 632
2016-05-26 19:00 | 684 | 679
2016-05-26 19:30 | 654 | 646
2016-05-26 20:00 | 641 | 633
2016-05-26 20:30 | 752 | 748
2016-05-26 21:00 | 752 | 747
2016-05-26 21:30 | 741 | 735
2016-05-26 22:00 | 736 | 727
2016-05-26 22:30 | 696 | 686
2016-05-26 23:00 | 666 | 655
2016-05-26 23:30 | 577 | 561
2016-05-27 | 535 | 516
2016-05-27 00:30 | 504 | 475
2016-05-27 01:00 | 461 | 416
2016-05-27 01:30 | 465 | 422
2016-05-27 02:00 | 572 | 542
2016-05-27 02:30 | 681 | 657
2016-05-27 03:00 | 708 | 686
2016-05-27 03:30 | 735 | 715
2016-05-27 04:00 | 770 | 751
2016-05-27 04:30 | 740 | 720
2016-05-27 05:00 | 729 | 710
2016-05-27 05:30 | 738 | 723
2016-05-27 06:00 | 800 | 789
2016-05-27 06:30 | 859 | 850
2016-05-27 07:00 | 785 | 775
2016-05-27 07:30 | 812 | 805
2016-05-27 08:00 | 785 | 780
2016-05-27 08:30 | 785 | 779
2016-05-27 09:00 | 766 | 759
2016-05-27 09:30 | 807 | 801
2016-05-27 10:00 | 828 | 823
2016-05-27 10:30 | 846 | 840
2016-05-27 11:00 | 825 | 819
2016-05-27 11:30 | 799 | 792
2016-05-27 12:00 | 783 | 775
2016-05-27 12:30 | 779 | 771
2016-05-27 13:00 | 764 | 755
2016-05-27 13:30 | 779 | 771
2016-05-27 14:00 | 780 | 772
2016-05-27 14:30 | 799 | 792
2016-05-27 15:00 | 826 | 819
2016-05-27 15:30 | 843 | 837
2016-05-27 16:00 | 857 | 851
2016-05-27 16:30 | 908 | 903
2016-05-27 17:00 | 887 | 882
2016-05-27 17:30 | 739 | 731
2016-05-27 18:00 | 683 | 673
2016-05-27 18:30 | 712 | 703
2016-05-27 19:00 | 743 | 734
2016-05-27 19:30 | 719 | 709
2016-05-27 20:00 | 698 | 687
2016-05-27 20:30 | 696 | 685
2016-05-27 21:00 | 691 | 681
2016-05-27 21:30 | 740 | 732
2016-05-27 22:00 | 754 | 746
2016-05-27 22:30 | 689 | 678
2016-05-27 23:00 | 657 | 645
2016-05-27 23:30 | 587 | 572
2016-05-28 | 514 | 483
2016-05-28 00:30 | 461 | 418
2016-05-28 01:00 | 525 | 481
2016-05-28 01:30 | 610 | 575
2016-05-28 02:00 | 561 | 520
2016-05-28 02:30 | 544 | 501
2016-05-28 03:00 | 546 | 502
2016-05-28 03:30 | 576 | 535
2016-05-28 04:00 | 607 | 568
2016-05-28 04:30 | 610 | 573
2016-05-28 05:00 | 614 | 577
2016-05-28 05:30 | 605 | 569
2016-05-28 06:00 | 587 | 554
2016-05-28 06:30 | 540 | 515
2016-05-28 07:00 | 481 | 449
2016-05-28 07:30 | 439 | 403
2016-05-28 08:00 | 463 | 433
2016-05-28 08:30 | 479 | 458
2016-05-28 09:00 | 462 | 438
2016-05-28 09:30 | 408 | 376
2016-05-28 10:00 | 361 | 323
2016-05-28 10:30 | 335 | 293
2016-05-28 11:00 | 327 | 285
2016-05-28 11:30 | 317 | 277
2016-05-28 12:00 | 298 | 263
2016-05-28 12:30 | 286 | 247
2016-05-28 13:00 | 287 | 249
2016-05-28 13:30 | 291 | 253
2016-05-28 14:00 | 311 | 277
2016-05-28 14:30 | 335 | 306
2016-05-28 15:00 | 372 | 347
2016-05-28 15:30 | 409 | 388
2016-05-28 16:00 | 483 | 467
2016-05-28 16:30 | 564 | 551
2016-05-28 17:00 | 568 | 556
2016-05-28 17:30 | 543 | 530
2016-05-28 18:00 | 517 | 503
2016-05-28 18:30 | 483 | 466
2016-05-28 19:00 | 485 | 469
2016-05-28 19:30 | 560 | 548
2016-05-28 20:00 | 547 | 530
2016-05-28 20:30 | 517 | 497
2016-05-28 21:00 | 538 | 520
2016-05-28 21:30 | 510 | 490
2016-05-28 22:00 | 507 | 487
2016-05-28 22:30 | 546 | 522
2016-05-28 23:00 | 565 | 541
2016-05-28 23:30 | 544 | 521
2016-05-29 | 491 | 462
2016-05-29 00:30 | 426 | 385
2016-05-29 01:00 | 371 | 315
2016-05-29 01:30 | 364 | 307
2016-05-29 02:00 | 337 | 272
2016-05-29 02:30 | 438 | 391
2016-05-29 03:00 | 452 | 404
2016-05-29 03:30 | 420 | 367
2016-05-29 04:00 | 425 | 373
2016-05-29 04:30 | 435 | 385
2016-05-29 05:00 | 441 | 392
2016-05-29 05:30 | 483 | 441
2016-05-29 06:00 | 480 | 437
2016-05-29 06:30 | 473 | 430
2016-05-29 07:00 | 427 | 371
2016-05-29 07:30 | 423 | 362
2016-05-29 08:00 | 367 | 317
2016-05-29 08:30 | 336 | 311
2016-05-29 09:00 | 326 | 309
2016-05-29 09:30 | 291 | 269
2016-05-29 10:00 | 297 | 260
2016-05-29 10:30 | 266 | 219
2016-05-29 11:00 | 230 | 170
2016-05-29 11:30 | 224 | 164
2016-05-29 12:00 | 239 | 192
2016-05-29 12:30 | 239 | 190
2016-05-29 13:00 | 272 | 231
2016-05-29 13:30 | 333 | 302
2016-05-29 14:00 | 344 | 312
2016-05-29 14:30 | 379 | 352
2016-05-29 15:00 | 401 | 377
2016-05-29 15:30 | 417 | 395
2016-05-29 16:00 | 428 | 406
2016-05-29 16:30 | 495 | 478
2016-05-29 17:00 | 553 | 539
2016-05-29 17:30 | 646 | 637
2016-05-29 18:00 | 655 | 646
2016-05-29 18:30 | 656 | 647
2016-05-29 19:00 | 645 | 635
2016-05-29 19:30 | 597 | 584
2016-05-29 20:00 | 570 | 556
2016-05-29 20:30 | 563 | 549
2016-05-29 21:00 | 509 | 491
2016-05-29 21:30 | 539 | 523
2016-05-29 22:00 | 517 | 500
2016-05-29 22:30 | 600 | 586
2016-05-29 23:00 | 597 | 579
2016-05-29 23:30 | 568 | 549
2016-05-30 | 515 | 491
2016-05-30 00:30 | 492 | 459
2016-05-30 01:00 | 474 | 435
2016-05-30 01:30 | 367 | 310
2016-05-30 02:00 | 375 | 328
2016-05-30 02:30 | 473 | 433
2016-05-30 03:00 | 534 | 501
2016-05-30 03:30 | 526 | 490
2016-05-30 04:00 | 537 | 503
2016-05-30 04:30 | 564 | 532
2016-05-30 05:00 | 558 | 528
2016-05-30 05:30 | 468 | 431
2016-05-30 06:00 | 510 | 492
2016-05-30 06:30 | 524 | 509
2016-05-30 07:00 | 605 | 594
2016-05-30 07:30 | 708 | 701
2016-05-30 08:00 | 631 | 622
2016-05-30 08:30 | 490 | 474
2016-05-30 09:00 | 455 | 425
2016-05-30 09:30 | 442 | 412
2016-05-30 10:00 | 389 | 352
2016-05-30 10:30 | 403 | 370
2016-05-30 11:00 | 386 | 351
2016-05-30 11:30 | 440 | 414
2016-05-30 12:00 | 463 | 438
2016-05-30 12:30 | 465 | 439
2016-05-30 13:00 | 462 | 435
2016-05-30 13:30 | 479 | 454
2016-05-30 14:00 | 486 | 462
2016-05-30 14:30 | 519 | 498
2016-05-30 15:00 | 497 | 474
2016-05-30 15:30 | 490 | 467
2016-05-30 16:00 | 452 | 429
2016-05-30 16:30 | 457 | 436
2016-05-30 17:00 | 470 | 449
2016-05-30 17:30 | 509 | 497
2016-05-30 18:00 | 567 | 560
2016-05-30 18:30 | 564 | 552
2016-05-30 19:00 | 543 | 529
2016-05-30 19:30 | 595 | 581
2016-05-30 20:00 | 609 | 594
2016-05-30 20:30 | 585 | 570
2016-05-30 21:00 | 554 | 536
2016-05-30 21:30 | 536 | 515
2016-05-30 22:00 | 577 | 566
2016-05-30 22:30 | 523 | 505
2016-05-30 23:00 | 488 | 465
2016-05-30 23:30 | 455 | 431
2016-05-31 | 416 | 385
2016-05-31 00:30 | 341 | 286
2016-05-31 01:00 | 263 | 207
2016-05-31 01:30 | 233 | 176
2016-05-31 02:00 | 230 | 172
2016-05-31 02:30 | 277 | 220
2016-05-31 03:00 | 313 | 263
2016-05-31 03:30 | 355 | 311
2016-05-31 04:00 | 419 | 379
2016-05-31 04:30 | 395 | 349
2016-05-31 05:00 | 343 | 288
2016-05-31 05:30 | 302 | 243
2016-05-31 06:00 | 376 | 344
2016-05-31 06:30 | 374 | 341
2016-05-31 07:00 | 357 | 336
2016-05-31 07:30 | 437 | 430
2016-05-31 08:00 | 432 | 420
2016-05-31 08:30 | 424 | 412
2016-05-31 09:00 | 445 | 432
2016-05-31 09:30 | 370 | 353
2016-05-31 10:00 | 384 | 371
2016-05-31 10:30 | 409 | 397
2016-05-31 11:00 | 443 | 433
2016-05-31 11:30 | 394 | 382
2016-05-31 12:00 | 376 | 364
2016-05-31 12:30 | 419 | 410
2016-05-31 13:00 | 437 | 426
2016-05-31 13:30 | 424 | 414
2016-05-31 14:00 | 414 | 405
2016-05-31 14:30 | 435 | 426
2016-05-31 15:00 | 469 | 459
2016-05-31 15:30 | 472 | 460
2016-05-31 16:00 | 461 | 448
2016-05-31 16:30 | 522 | 514
2016-05-31 17:00 | 519 | 510
2016-05-31 17:30 | 496 | 488
2016-05-31 18:00 | 485 | 477
2016-05-31 18:30 | 455 | 445
2016-05-31 19:00 | 442 | 432
2016-05-31 19:30 | 466 | 457
2016-05-31 20:00 | 477 | 470
2016-05-31 20:30 | 474 | 464
2016-05-31 21:00 | 503 | 493
2016-05-31 21:30 | 508 | 494
2016-05-31 22:00 | 489 | 473
2016-05-31 22:30 | 411 | 381
2016-05-31 23:00 | 445 | 416
2016-05-31 23:30 | 423 | 393
2016-06-01 | 378 | 341
2016-06-01 00:30 | 329 | 279
2016-06-01 01:00 | 261 | 201
2016-06-01 01:30 | 267 | 215
2016-06-01 02:00 | 289 | 217
2016-06-01 02:30 | 317 | 252
2016-06-01 03:00 | 330 | 265
2016-06-01 03:30 | 322 | 256
2016-06-01 04:00 | 339 | 278
2016-06-01 04:30 | 367 | 312
2016-06-01 05:00 | 400 | 353
2016-06-01 05:30 | 397 | 355
2016-06-01 06:00 | 379 | 335
2016-06-01 06:30 | 350 | 320
2016-06-01 07:00 | 325 | 308
2016-06-01 07:30 | 444 | 436
2016-06-01 08:00 | 469 | 461
2016-06-01 08:30 | 451 | 442
2016-06-01 09:00 | 431 | 421
2016-06-01 09:30 | 408 | 397
2016-06-01 10:00 | 433 | 423
2016-06-01 10:30 | 506 | 498
2016-06-01 11:00 | 424 | 412
2016-06-01 11:30 | 391 | 377
2016-06-01 12:00 | 414 | 403
2016-06-01 12:30 | 411 | 401
2016-06-01 13:00 | 468 | 459
2016-06-01 13:30 | 481 | 469
2016-06-01 14:00 | 487 | 476
2016-06-01 14:30 | 494 | 483
2016-06-01 15:00 | 509 | 498
2016-06-01 15:30 | 453 | 439
2016-06-01 16:00 | 452 | 439
2016-06-01 16:30 | 455 | 444
2016-06-01 17:00 | 467 | 459
2016-06-01 17:30 | 480 | 473
2016-06-01 18:00 | 460 | 452
2016-06-01 18:30 | 384 | 374
2016-06-01 19:00 | 407 | 404
2016-06-01 19:30 | 351 | 348
2016-06-01 20:00 | 350 | 346
2016-06-01 20:30 | 342 | 337
2016-06-01 21:00 | 346 | 339
2016-06-01 21:30 | 374 | 357
2016-06-01 22:00 | 386 | 364
2016-06-01 22:30 | 407 | 385
2016-06-01 23:00 | 418 | 395
2016-06-01 23:30 | 430 | 395
2016-06-02 | 357 | 310
2016-06-02 00:30 | 340 | 283
2016-06-02 01:00 | 300 | 237
2016-06-02 01:30 | 282 | 204
2016-06-02 02:00 | 251 | 172
2016-06-02 02:30 | 226 | 162
2016-06-02 03:00 | 231 | 169
2016-06-02 03:30 | 284 | 242
2016-06-02 04:00 | 349 | 312
2016-06-02 04:30 | 338 | 296
2016-06-02 05:00 | 287 | 240
2016-06-02 05:30 | 235 | 201
2016-06-02 06:00 | 275 | 248
2016-06-02 06:30 | 261 | 248
2016-06-02 07:00 | 298 | 294
2016-06-02 07:30 | 396 | 395
2016-06-02 08:00 | 411 | 410
2016-06-02 08:30 | 407 | 407
2016-06-02 09:00 | 339 | 337
2016-06-02 09:30 | 324 | 322
2016-06-02 10:00 | 351 | 350
2016-06-02 10:30 | 377 | 376
2016-06-02 11:00 | 388 | 388
2016-06-02 11:30 | 472 | 472
2016-06-02 12:00 | 532 | 531
2016-06-02 12:30 | 570 | 569
2016-06-02 13:00 | 536 | 533
2016-06-02 13:30 | 566 | 562
2016-06-02 14:00 | 528 | 524
2016-06-02 14:30 | 491 | 485
2016-06-02 15:00 | 446 | 439
2016-06-02 15:30 | 373 | 365
2016-06-02 16:00 | 416 | 410
2016-06-02 16:30 | 466 | 461
2016-06-02 17:00 | 591 | 589
2016-06-02 17:30 | 518 | 514
2016-06-02 18:00 | 527 | 522
2016-06-02 18:30 | 506 | 500
2016-06-02 19:00 | 535 | 530
2016-06-02 19:30 | 620 | 616
2016-06-02 20:00 | 650 | 647
2016-06-02 20:30 | 453 | 446
2016-06-02 21:00 | 415 | 406
2016-06-02 21:30 | 475 | 465
2016-06-02 22:00 | 540 | 529
2016-06-02 22:30 | 554 | 541
2016-06-02 23:00 | 525 | 510
2016-06-02 23:30 | 531 | 513
2016-06-03 | 476 | 450
2016-06-03 00:30 | 415 | 384
2016-06-03 01:00 | 436 | 406
2016-06-03 01:30 | 429 | 395
2016-06-03 02:00 | 431 | 386
2016-06-03 02:30 | 533 | 501
2016-06-03 03:00 | 609 | 582
2016-06-03 03:30 | 629 | 603
2016-06-03 04:00 | 626 | 600
2016-06-03 04:30 | 618 | 593
2016-06-03 05:00 | 609 | 584
2016-06-03 05:30 | 637 | 616
2016-06-03 06:00 | 618 | 597
2016-06-03 06:30 | 519 | 494
2016-06-03 07:00 | 423 | 395
2016-06-03 07:30 | 495 | 478
2016-06-03 08:00 | 521 | 509
2016-06-03 08:30 | 512 | 500
2016-06-03 09:00 | 467 | 451
2016-06-03 09:30 | 422 | 402
2016-06-03 10:00 | 415 | 395
2016-06-03 10:30 | 447 | 430
2016-06-03 11:00 | 532 | 521
2016-06-03 11:30 | 529 | 518
2016-06-03 12:00 | 573 | 563
2016-06-03 12:30 | 569 | 559
2016-06-03 13:00 | 519 | 507
2016-06-03 13:30 | 505 | 493
2016-06-03 14:00 | 504 | 491
2016-06-03 14:30 | 516 | 504
2016-06-03 15:00 | 508 | 494
2016-06-03 15:30 | 579 | 566
2016-06-03 16:00 | 580 | 568
2016-06-03 16:30 | 551 | 539
2016-06-03 17:00 | 530 | 517
2016-06-03 17:30 | 548 | 536
2016-06-03 18:00 | 431 | 411
2016-06-03 18:30 | 440 | 421
2016-06-03 19:00 | 538 | 523
2016-06-03 19:30 | 554 | 541
2016-06-03 20:00 | 561 | 549
2016-06-03 20:30 | 528 | 514
2016-06-03 21:00 | 558 | 547
2016-06-03 21:30 | 490 | 476
2016-06-03 22:00 | 478 | 463
2016-06-03 22:30 | 490 | 477
2016-06-03 23:00 | 540 | 529
2016-06-03 23:30 | 543 | 529
2016-06-04 | 456 | 434
2016-06-04 00:30 | 424 | 398
2016-06-04 01:00 | 366 | 335
2016-06-04 01:30 | 367 | 332
2016-06-04 02:00 | 402 | 366
2016-06-04 02:30 | 420 | 385
2016-06-04 03:00 | 508 | 481
2016-06-04 03:30 | 531 | 506
2016-06-04 04:00 | 573 | 551
2016-06-04 04:30 | 558 | 535
2016-06-04 05:00 | 546 | 523
2016-06-04 05:30 | 555 | 533
2016-06-04 06:00 | 580 | 560
2016-06-04 06:30 | 604 | 587
2016-06-04 07:00 | 647 | 633
2016-06-04 07:30 | 682 | 669
2016-06-04 08:00 | 649 | 638
2016-06-04 08:30 | 611 | 599
2016-06-04 09:00 | 641 | 634
2016-06-04 09:30 | 589 | 580
2016-06-04 10:00 | 575 | 570
2016-06-04 10:30 | 525 | 519
2016-06-04 11:00 | 448 | 439
2016-06-04 11:30 | 376 | 365
2016-06-04 12:00 | 397 | 387
2016-06-04 12:30 | 457 | 449
2016-06-04 13:00 | 402 | 392
2016-06-04 13:30 | 422 | 413
2016-06-04 14:00 | 433 | 424
2016-06-04 14:30 | 436 | 427
2016-06-04 15:00 | 451 | 442
2016-06-04 15:30 | 468 | 460
2016-06-04 16:00 | 480 | 472
2016-06-04 16:30 | 506 | 500
2016-06-04 17:00 | 538 | 533
2016-06-04 17:30 | 562 | 558
2016-06-04 18:00 | 583 | 578
2016-06-04 18:30 | 567 | 561
2016-06-04 19:00 | 581 | 576
2016-06-04 19:30 | 606 | 600
2016-06-04 20:00 | 616 | 612
2016-06-04 20:30 | 603 | 598
2016-06-04 21:00 | 569 | 564
2016-06-04 21:30 | 540 | 530
2016-06-04 22:00 | 506 | 495
2016-06-04 22:30 | 527 | 511
2016-06-04 23:00 | 513 | 491
2016-06-04 23:30 | 505 | 483
2016-06-05 | 455 | 429
2016-06-05 00:30 | 425 | 393
2016-06-05 01:00 | 387 | 349
2016-06-05 01:30 | 350 | 303
2016-06-05 02:00 | 308 | 260
2016-06-05 02:30 | 313 | 271
2016-06-05 03:00 | 348 | 310
2016-06-05 03:30 | 389 | 356
2016-06-05 04:00 | 444 | 417
2016-06-05 04:30 | 514 | 493
2016-06-05 05:00 | 503 | 482
2016-06-05 05:30 | 505 | 485
2016-06-05 06:00 | 571 | 552
2016-06-05 06:30 | 604 | 583
2016-06-05 07:00 | 620 | 600
2016-06-05 07:30 | 578 | 556
2016-06-05 08:00 | 562 | 540
2016-06-05 08:30 | 424 | 392
2016-06-05 09:00 | 416 | 392
2016-06-05 09:30 | 343 | 309
2016-06-05 10:00 | 274 | 238
2016-06-05 10:30 | 290 | 262
2016-06-05 11:00 | 272 | 241
2016-06-05 11:30 | 260 | 226
2016-06-05 12:00 | 234 | 194
2016-06-05 12:30 | 208 | 162
2016-06-05 13:00 | 216 | 174
2016-06-05 13:30 | 238 | 203
2016-06-05 14:00 | 293 | 265
2016-06-05 14:30 | 337 | 315
2016-06-05 15:00 | 305 | 280
2016-06-05 15:30 | 300 | 279
2016-06-05 16:00 | 310 | 295
2016-06-05 16:30 | 315 | 304
2016-06-05 17:00 | 439 | 435
2016-06-05 17:30 | 498 | 495
2016-06-05 18:00 | 554 | 551
2016-06-05 18:30 | 563 | 560
2016-06-05 19:00 | 546 | 542
2016-06-05 19:30 | 608 | 604
2016-06-05 20:00 | 648 | 644
2016-06-05 20:30 | 575 | 571
2016-06-05 21:00 | 616 | 612
2016-06-05 21:30 | 653 | 648
2016-06-05 22:00 | 666 | 659
2016-06-05 22:30 | 704 | 696
2016-06-05 23:00 | 654 | 644
2016-06-05 23:30 | 613 | 602
2016-06-06 | 558 | 540
2016-06-06 00:30 | 509 | 484
2016-06-06 01:00 | 483 | 453
2016-06-06 01:30 | 414 | 383
2016-06-06 02:00 | 417 | 391
2016-06-06 02:30 | 497 | 477
2016-06-06 03:00 | 504 | 485
2016-06-06 03:30 | 501 | 481
2016-06-06 04:00 | 516 | 497
2016-06-06 04:30 | 521 | 504
2016-06-06 05:00 | 515 | 496
2016-06-06 05:30 | 627 | 611
2016-06-06 06:00 | 713 | 702
2016-06-06 06:30 | 717 | 705
2016-06-06 07:00 | 648 | 636
2016-06-06 07:30 | 728 | 720
2016-06-06 08:00 | 693 | 687
2016-06-06 08:30 | 642 | 634
2016-06-06 09:00 | 623 | 614
2016-06-06 09:30 | 537 | 529
2016-06-06 10:00 | 479 | 471
2016-06-06 10:30 | 536 | 528
2016-06-06 11:00 | 599 | 593
2016-06-06 11:30 | 586 | 579
2016-06-06 12:00 | 577 | 570
2016-06-06 12:30 | 562 | 554
2016-06-06 13:00 | 597 | 590
2016-06-06 13:30 | 609 | 603
2016-06-06 14:00 | 640 | 635
2016-06-06 14:30 | 637 | 632
2016-06-06 15:00 | 646 | 640
2016-06-06 15:30 | 652 | 646
2016-06-06 16:00 | 710 | 706
2016-06-06 16:30 | 781 | 778
2016-06-06 17:00 | 773 | 771
2016-06-06 17:30 | 653 | 650
2016-06-06 18:00 | 704 | 702
2016-06-06 18:30 | 686 | 684
2016-06-06 19:00 | 701 | 699
2016-06-06 19:30 | 726 | 723
2016-06-06 20:00 | 689 | 685
2016-06-06 20:30 | 677 | 673
2016-06-06 21:00 | 684 | 679
2016-06-06 21:30 | 704 | 700
2016-06-06 22:00 | 725 | 720
2016-06-06 22:30 | 641 | 633
2016-06-06 23:00 | 625 | 617
2016-06-06 23:30 | 625 | 618
2016-06-07 | 540 | 529
2016-06-07 00:30 | 473 | 452
2016-06-07 01:00 | 446 | 414
2016-06-07 01:30 | 455 | 424
2016-06-07 02:00 | 418 | 381
2016-06-07 02:30 | 512 | 485
2016-06-07 03:00 | 544 | 519
2016-06-07 03:30 | 570 | 547
2016-06-07 04:00 | 577 | 555
2016-06-07 04:30 | 575 | 553
2016-06-07 05:00 | 585 | 565
2016-06-07 05:30 | 601 | 585
2016-06-07 06:00 | 654 | 641
2016-06-07 06:30 | 622 | 611
2016-06-07 07:00 | 596 | 588
2016-06-07 07:30 | 707 | 703
2016-06-07 08:00 | 638 | 631
2016-06-07 08:30 | 617 | 607
2016-06-07 09:00 | 567 | 555
2016-06-07 09:30 | 539 | 528
2016-06-07 10:00 | 487 | 474
2016-06-07 10:30 | 448 | 433
2016-06-07 11:00 | 414 | 398
2016-06-07 11:30 | 387 | 368
2016-06-07 12:00 | 379 | 360
2016-06-07 12:30 | 363 | 342
2016-06-07 13:00 | 362 | 341
2016-06-07 13:30 | 379 | 360
2016-06-07 14:00 | 367 | 348
2016-06-07 14:30 | 392 | 375
2016-06-07 15:00 | 409 | 392
2016-06-07 15:30 | 408 | 391
2016-06-07 16:00 | 439 | 425
2016-06-07 16:30 | 530 | 518
2016-06-07 17:00 | 549 | 539
2016-06-07 17:30 | 518 | 512
2016-06-07 18:00 | 454 | 449
2016-06-07 18:30 | 455 | 449
2016-06-07 19:00 | 490 | 485
2016-06-07 19:30 | 565 | 561
2016-06-07 20:00 | 565 | 559
2016-06-07 20:30 | 552 | 545
2016-06-07 21:00 | 578 | 571
2016-06-07 21:30 | 574 | 564
2016-06-07 22:00 | 578 | 566
2016-06-07 22:30 | 496 | 478
2016-06-07 23:00 | 434 | 409
2016-06-07 23:30 | 407 | 381
2016-06-08 | 371 | 342
2016-06-08 00:30 | 348 | 310
2016-06-08 01:00 | 322 | 271
2016-06-08 01:30 | 294 | 225
2016-06-08 02:00 | 265 | 192
2016-06-08 02:30 | 318 | 264
2016-06-08 03:00 | 371 | 326
2016-06-08 03:30 | 413 | 373
2016-06-08 04:00 | 401 | 359
2016-06-08 04:30 | 393 | 351
2016-06-08 05:00 | 352 | 304
2016-06-08 05:30 | 407 | 370
2016-06-08 06:00 | 508 | 484
2016-06-08 06:30 | 516 | 495
2016-06-08 07:00 | 587 | 579
2016-06-08 07:30 | 661 | 657
2016-06-08 08:00 | 626 | 620
2016-06-08 08:30 | 593 | 585
2016-06-08 09:00 | 549 | 539
2016-06-08 09:30 | 526 | 514
2016-06-08 10:00 | 503 | 490
2016-06-08 10:30 | 507 | 491
2016-06-08 11:00 | 492 | 472
2016-06-08 11:30 | 455 | 434
2016-06-08 12:00 | 482 | 464
2016-06-08 12:30 | 487 | 467
2016-06-08 13:00 | 497 | 478
2016-06-08 13:30 | 495 | 475
2016-06-08 14:00 | 507 | 488
2016-06-08 14:30 | 527 | 511
2016-06-08 15:00 | 539 | 524
2016-06-08 15:30 | 588 | 575
2016-06-08 16:00 | 655 | 644
2016-06-08 16:30 | 666 | 655
2016-06-08 17:00 | 664 | 653
2016-06-08 17:30 | 623 | 611
2016-06-08 18:00 | 635 | 624
2016-06-08 18:30 | 618 | 605
2016-06-08 19:00 | 623 | 611
2016-06-08 19:30 | 578 | 566
2016-06-08 20:00 | 619 | 612
2016-06-08 20:30 | 688 | 682
2016-06-08 21:00 | 690 | 684
2016-06-08 21:30 | 670 | 660
2016-06-08 22:00 | 637 | 625
2016-06-08 22:30 | 595 | 579
2016-06-08 23:00 | 584 | 566
2016-06-08 23:30 | 562 | 543
2016-06-09 | 501 | 475
2016-06-09 00:30 | 526 | 496
2016-06-09 01:00 | 520 | 489
2016-06-09 01:30 | 482 | 446
2016-06-09 02:00 | 473 | 435
2016-06-09 02:30 | 540 | 509
2016-06-09 03:00 | 582 | 554
2016-06-09 03:30 | 579 | 551
2016-06-09 04:00 | 596 | 569
2016-06-09 04:30 | 622 | 598
2016-06-09 05:00 | 563 | 536
2016-06-09 05:30 | 527 | 499
2016-06-09 06:00 | 604 | 583
2016-06-09 06:30 | 674 | 666
2016-06-09 07:00 | 676 | 668
2016-06-09 07:30 | 738 | 732
2016-06-09 08:00 | 700 | 692
2016-06-09 08:30 | 624 | 613
2016-06-09 09:00 | 588 | 576
2016-06-09 09:30 | 618 | 608
2016-06-09 10:00 | 575 | 565
2016-06-09 10:30 | 546 | 535
2016-06-09 11:00 | 547 | 535
2016-06-09 11:30 | 540 | 528
2016-06-09 12:00 | 545 | 533
2016-06-09 12:30 | 554 | 542
2016-06-09 13:00 | 565 | 554
2016-06-09 13:30 | 589 | 579
2016-06-09 14:00 | 631 | 623
2016-06-09 14:30 | 643 | 635
2016-06-09 15:00 | 667 | 660
2016-06-09 15:30 | 691 | 684
2016-06-09 16:00 | 690 | 683
2016-06-09 16:30 | 731 | 725
2016-06-09 17:00 | 722 | 716
2016-06-09 17:30 | 683 | 676
2016-06-09 18:00 | 655 | 648
2016-06-09 18:30 | 651 | 643
2016-06-09 19:00 | 664 | 655
2016-06-09 19:30 | 681 | 672
2016-06-09 20:00 | 714 | 707
2016-06-09 20:30 | 721 | 714
2016-06-09 21:00 | 701 | 693
2016-06-09 21:30 | 706 | 696
2016-06-09 22:00 | 673 | 662
2016-06-09 22:30 | 629 | 615
2016-06-09 23:00 | 604 | 589
2016-06-09 23:30 | 572 | 555
2016-06-10 | 540 | 520
2016-06-10 00:30 | 555 | 530
2016-06-10 01:00 | 580 | 557
2016-06-10 01:30 | 615 | 593
2016-06-10 02:00 | 581 | 556
2016-06-10 02:30 | 563 | 536
2016-06-10 03:00 | 565 | 538
2016-06-10 03:30 | 568 | 541
2016-06-10 04:00 | 581 | 555
2016-06-10 04:30 | 480 | 445
2016-06-10 05:00 | 507 | 476
2016-06-10 05:30 | 525 | 498
2016-06-10 06:00 | 589 | 568
2016-06-10 06:30 | 599 | 587
2016-06-10 07:00 | 595 | 585
2016-06-10 07:30 | 693 | 687
2016-06-10 08:00 | 592 | 580
2016-06-10 08:30 | 503 | 486
2016-06-10 09:00 | 527 | 512
2016-06-10 09:30 | 514 | 500
2016-06-10 10:00 | 439 | 420
2016-06-10 10:30 | 457 | 440
2016-06-10 11:00 | 516 | 503
2016-06-10 11:30 | 542 | 530
2016-06-10 12:00 | 498 | 484
2016-06-10 12:30 | 496 | 481
2016-06-10 13:00 | 583 | 572
2016-06-10 13:30 | 600 | 589
2016-06-10 14:00 | 594 | 583
2016-06-10 14:30 | 640 | 631
2016-06-10 15:00 | 664 | 655
2016-06-10 15:30 | 667 | 659
2016-06-10 16:00 | 697 | 689
2016-06-10 16:30 | 708 | 701
2016-06-10 17:00 | 710 | 704
2016-06-10 17:30 | 642 | 633
2016-06-10 18:00 | 650 | 641
2016-06-10 18:30 | 632 | 622
2016-06-10 19:00 | 636 | 627
2016-06-10 19:30 | 591 | 579
2016-06-10 20:00 | 630 | 620
2016-06-10 20:30 | 621 | 610
2016-06-10 21:00 | 577 | 564
2016-06-10 21:30 | 624 | 612
2016-06-10 22:00 | 607 | 593
2016-06-10 22:30 | 605 | 590
2016-06-10 23:00 | 598 | 583
2016-06-10 23:30 | 574 | 558
2016-06-11 | 542 | 522
2016-06-11 00:30 | 541 | 514
2016-06-11 01:00 | 549 | 520
2016-06-11 01:30 | 546 | 515
2016-06-11 02:00 | 591 | 562
2016-06-11 02:30 | 603 | 574
2016-06-11 03:00 | 636 | 610
2016-06-11 03:30 | 638 | 612
2016-06-11 04:00 | 608 | 581
2016-06-11 04:30 | 594 | 567
2016-06-11 05:00 | 592 | 565
2016-06-11 05:30 | 561 | 532
2016-06-11 06:00 | 510 | 477
2016-06-11 06:30 | 507 | 476
2016-06-11 07:00 | 539 | 511
2016-06-11 07:30 | 556 | 532
2016-06-11 08:00 | 518 | 490
2016-06-11 08:30 | 539 | 511
2016-06-11 09:00 | 522 | 494
2016-06-11 09:30 | 511 | 481
2016-06-11 10:00 | 506 | 480
2016-06-11 10:30 | 484 | 459
2016-06-11 11:00 | 488 | 463
2016-06-11 11:30 | 522 | 500
2016-06-11 12:00 | 527 | 504
2016-06-11 12:30 | 520 | 495
2016-06-11 13:00 | 531 | 507
2016-06-11 13:30 | 527 | 502
2016-06-11 14:00 | 536 | 512
2016-06-11 14:30 | 510 | 484
2016-06-11 15:00 | 546 | 523
2016-06-11 15:30 | 560 | 537
2016-06-11 16:00 | 551 | 530
2016-06-11 16:30 | 563 | 544
2016-06-11 17:00 | 528 | 508
2016-06-11 17:30 | 515 | 496
2016-06-11 18:00 | 520 | 500
2016-06-11 18:30 | 519 | 498
2016-06-11 19:00 | 535 | 514
2016-06-11 19:30 | 505 | 482
2016-06-11 20:00 | 474 | 449
2016-06-11 20:30 | 461 | 434
2016-06-11 21:00 | 437 | 407
2016-06-11 21:30 | 419 | 387
2016-06-11 22:00 | 404 | 371
2016-06-11 22:30 | 459 | 431
2016-06-11 23:00 | 506 | 482
2016-06-11 23:30 | 487 | 461
2016-06-12 | 443 | 411
2016-06-12 00:30 | 453 | 413
2016-06-12 01:00 | 461 | 422
2016-06-12 01:30 | 463 | 425
2016-06-12 02:00 | 448 | 407
2016-06-12 02:30 | 474 | 436
2016-06-12 03:00 | 490 | 453
2016-06-12 03:30 | 543 | 510
2016-06-12 04:00 | 531 | 498
2016-06-12 04:30 | 544 | 513
2016-06-12 05:00 | 526 | 492
2016-06-12 05:30 | 491 | 456
2016-06-12 06:00 | 474 | 438
2016-06-12 06:30 | 439 | 399
2016-06-12 07:00 | 456 | 420
2016-06-12 07:30 | 496 | 464
2016-06-12 08:00 | 512 | 487
2016-06-12 08:30 | 439 | 418
2016-06-12 09:00 | 454 | 434
2016-06-12 09:30 | 465 | 447
2016-06-12 10:00 | 478 | 460
2016-06-12 10:30 | 478 | 460
2016-06-12 11:00 | 519 | 502
2016-06-12 11:30 | 514 | 497
2016-06-12 12:00 | 553 | 537
2016-06-12 12:30 | 591 | 577
2016-06-12 13:00 | 595 | 581
2016-06-12 13:30 | 573 | 557
2016-06-12 14:00 | 628 | 616
2016-06-12 14:30 | 643 | 632
2016-06-12 15:00 | 608 | 596
2016-06-12 15:30 | 586 | 573
2016-06-12 16:00 | 605 | 594
2016-06-12 16:30 | 636 | 627
2016-06-12 17:00 | 594 | 583
2016-06-12 17:30 | 606 | 597
2016-06-12 18:00 | 541 | 528
2016-06-12 18:30 | 535 | 521
2016-06-12 19:00 | 550 | 537
2016-06-12 19:30 | 518 | 502
2016-06-12 20:00 | 493 | 476
2016-06-12 20:30 | 447 | 427
2016-06-12 21:00 | 366 | 338
2016-06-12 21:30 | 321 | 288
2016-06-12 22:00 | 315 | 280
2016-06-12 22:30 | 476 | 452
2016-06-12 23:00 | 458 | 429
2016-06-12 23:30 | 420 | 388
2016-06-13 | 414 | 379
2016-06-13 00:30 | 398 | 355
2016-06-13 01:00 | 431 | 390
2016-06-13 01:30 | 470 | 434
2016-06-13 02:00 | 456 | 418
2016-06-13 02:30 | 464 | 426
2016-06-13 03:00 | 474 | 437
2016-06-13 03:30 | 508 | 475
2016-06-13 04:00 | 545 | 516
2016-06-13 04:30 | 552 | 524
2016-06-13 05:00 | 562 | 536
2016-06-13 05:30 | 622 | 601
2016-06-13 06:00 | 678 | 661
2016-06-13 06:30 | 712 | 697
2016-06-13 07:00 | 737 | 723
2016-06-13 07:30 | 735 | 723
2016-06-13 08:00 | 715 | 707
2016-06-13 08:30 | 684 | 674
2016-06-13 09:00 | 556 | 540
2016-06-13 09:30 | 490 | 470
2016-06-13 10:00 | 485 | 464
2016-06-13 10:30 | 465 | 442
2016-06-13 11:00 | 492 | 471
2016-06-13 11:30 | 554 | 537
2016-06-13 12:00 | 603 | 588
2016-06-13 12:30 | 616 | 601
2016-06-13 13:00 | 596 | 580
2016-06-13 13:30 | 618 | 604
2016-06-13 14:00 | 610 | 595
2016-06-13 14:30 | 589 | 574
2016-06-13 15:00 | 584 | 568
2016-06-13 15:30 | 609 | 596
2016-06-13 16:00 | 651 | 639
2016-06-13 16:30 | 647 | 637
2016-06-13 17:00 | 587 | 574
2016-06-13 17:30 | 589 | 578
2016-06-13 18:00 | 503 | 490
2016-06-13 18:30 | 475 | 463
2016-06-13 19:00 | 605 | 596
2016-06-13 19:30 | 578 | 568
2016-06-13 20:00 | 549 | 538
2016-06-13 20:30 | 542 | 530
2016-06-13 21:00 | 523 | 512
2016-06-13 21:30 | 524 | 512
2016-06-13 22:00 | 499 | 484
2016-06-13 22:30 | 581 | 569
2016-06-13 23:00 | 627 | 612
2016-06-13 23:30 | 612 | 586
2016-06-14 | 546 | 512
2016-06-14 00:30 | 486 | 444
2016-06-14 01:00 | 452 | 405
2016-06-14 01:30 | 413 | 359
2016-06-14 02:00 | 386 | 323
2016-06-14 02:30 | 478 | 432
2016-06-14 03:00 | 578 | 543
2016-06-14 03:30 | 611 | 579
2016-06-14 04:00 | 594 | 561
2016-06-14 04:30 | 600 | 568
2016-06-14 05:00 | 606 | 576
2016-06-14 05:30 | 644 | 620
2016-06-14 06:00 | 695 | 674
2016-06-14 06:30 | 656 | 629
2016-06-14 07:00 | 560 | 532
2016-06-14 07:30 | 678 | 663
2016-06-14 08:00 | 699 | 693
2016-06-14 08:30 | 658 | 651
2016-06-14 09:00 | 617 | 608
2016-06-14 09:30 | 563 | 551
2016-06-14 10:00 | 554 | 542
2016-06-14 10:30 | 544 | 533
2016-06-14 11:00 | 556 | 546
2016-06-14 11:30 | 529 | 518
2016-06-14 12:00 | 519 | 507
2016-06-14 12:30 | 514 | 502
2016-06-14 13:00 | 515 | 502
2016-06-14 13:30 | 537 | 525
2016-06-14 14:00 | 541 | 532
2016-06-14 14:30 | 528 | 520
2016-06-14 15:00 | 536 | 528
2016-06-14 15:30 | 535 | 527
2016-06-14 16:00 | 581 | 575
2016-06-14 16:30 | 594 | 588
2016-06-14 17:00 | 611 | 605
2016-06-14 17:30 | 550 | 544
2016-06-14 18:00 | 400 | 387
2016-06-14 18:30 | 410 | 395
2016-06-14 19:00 | 522 | 510
2016-06-14 19:30 | 549 | 534
2016-06-14 20:00 | 530 | 513
2016-06-14 20:30 | 548 | 531
2016-06-14 21:00 | 545 | 527
2016-06-14 21:30 | 557 | 540
2016-06-14 22:00 | 594 | 574
2016-06-14 22:30 | 564 | 539
2016-06-14 23:00 | 542 | 514
2016-06-14 23:30 | 526 | 498
2016-06-15 | 465 | 429
2016-06-15 00:30 | 501 | 465
2016-06-15 01:00 | 500 | 460
2016-06-15 01:30 | 514 | 481
2016-06-15 02:00 | 493 | 459
2016-06-15 02:30 | 504 | 471
2016-06-15 03:00 | 526 | 494
2016-06-15 03:30 | 520 | 488
2016-06-15 04:00 | 513 | 481
2016-06-15 04:30 | 531 | 501
2016-06-15 05:00 | 538 | 509
2016-06-15 05:30 | 505 | 476
2016-06-15 06:00 | 480 | 457
2016-06-15 06:30 | 541 | 524
2016-06-15 07:00 | 420 | 398
2016-06-15 07:30 | 441 | 427
2016-06-15 08:00 | 435 | 422
2016-06-15 08:30 | 493 | 483
2016-06-15 09:00 | 461 | 447
2016-06-15 09:30 | 376 | 355
2016-06-15 10:00 | 368 | 350
2016-06-15 10:30 | 365 | 345
2016-06-15 11:00 | 371 | 351
2016-06-15 11:30 | 479 | 467
2016-06-15 12:00 | 555 | 545
2016-06-15 12:30 | 544 | 533
2016-06-15 13:00 | 545 | 534
2016-06-15 13:30 | 551 | 540
2016-06-15 14:00 | 587 | 577
2016-06-15 14:30 | 606 | 597
2016-06-15 15:00 | 566 | 557
2016-06-15 15:30 | 553 | 543
2016-06-15 16:00 | 534 | 523
2016-06-15 16:30 | 521 | 509
2016-06-15 17:00 | 544 | 534
2016-06-15 17:30 | 598 | 591
2016-06-15 18:00 | 567 | 557
2016-06-15 18:30 | 528 | 511
2016-06-15 19:00 | 575 | 561
2016-06-15 19:30 | 611 | 597
2016-06-15 20:00 | 554 | 538
2016-06-15 20:30 | 554 | 538
2016-06-15 21:00 | 612 | 598
2016-06-15 21:30 | 696 | 688
2016-06-15 22:00 | 700 | 693
2016-06-15 22:30 | 632 | 624
2016-06-15 23:00 | 650 | 637
2016-06-15 23:30 | 652 | 639
2016-06-16 | 601 | 584
2016-06-16 00:30 | 562 | 536
2016-06-16 01:00 | 490 | 457
2016-06-16 01:30 | 521 | 490
2016-06-16 02:00 | 566 | 537
2016-06-16 02:30 | 565 | 536
2016-06-16 03:00 | 602 | 575
2016-06-16 03:30 | 597 | 571
2016-06-16 04:00 | 594 | 567
2016-06-16 04:30 | 606 | 582
2016-06-16 05:00 | 607 | 584
2016-06-16 05:30 | 627 | 607
2016-06-16 06:00 | 628 | 608
2016-06-16 06:30 | 634 | 616
2016-06-16 07:00 | 621 | 602
2016-06-16 07:30 | 612 | 595
2016-06-16 08:00 | 600 | 582
2016-06-16 08:30 | 571 | 555
2016-06-16 09:00 | 552 | 537
2016-06-16 09:30 | 520 | 502
2016-06-16 10:00 | 492 | 472
2016-06-16 10:30 | 572 | 556
2016-06-16 11:00 | 601 | 587
2016-06-16 11:30 | 554 | 538
2016-06-16 12:00 | 479 | 459
2016-06-16 12:30 | 467 | 446
2016-06-16 13:00 | 514 | 495
2016-06-16 13:30 | 507 | 488
2016-06-16 14:00 | 535 | 518
2016-06-16 14:30 | 526 | 510
2016-06-16 15:00 | 540 | 523
2016-06-16 15:30 | 533 | 517
2016-06-16 16:00 | 539 | 523
2016-06-16 16:30 | 532 | 516
2016-06-16 17:00 | 507 | 488
2016-06-16 17:30 | 599 | 584
2016-06-16 18:00 | 579 | 560
2016-06-16 18:30 | 528 | 504
2016-06-16 19:00 | 568 | 548
2016-06-16 19:30 | 610 | 593
2016-06-16 20:00 | 549 | 528
2016-06-16 20:30 | 532 | 509
2016-06-16 21:00 | 498 | 473
2016-06-16 21:30 | 492 | 466
2016-06-16 22:00 | 645 | 626
2016-06-16 22:30 | 621 | 601
2016-06-16 23:00 | 676 | 660
2016-06-16 23:30 | 670 | 658
2016-06-17 | 595 | 578
2016-06-17 00:30 | 569 | 545
2016-06-17 01:00 | 449 | 411
2016-06-17 01:30 | 410 | 365
2016-06-17 02:00 | 467 | 429
2016-06-17 02:30 | 493 | 457
2016-06-17 03:00 | 580 | 552
2016-06-17 03:30 | 687 | 665
2016-06-17 04:00 | 682 | 661
2016-06-17 04:30 | 700 | 680
2016-06-17 05:00 | 717 | 699
2016-06-17 05:30 | 736 | 720
2016-06-17 06:00 | 722 | 705
2016-06-17 06:30 | 641 | 622
2016-06-17 07:00 | 577 | 555
2016-06-17 07:30 | 660 | 649
2016-06-17 08:00 | 610 | 601
2016-06-17 08:30 | 707 | 701
2016-06-17 09:00 | 670 | 663
2016-06-17 09:30 | 571 | 560
2016-06-17 10:00 | 522 | 508
2016-06-17 10:30 | 473 | 455
2016-06-17 11:00 | 392 | 367
2016-06-17 11:30 | 395 | 370
2016-06-17 12:00 | 425 | 404
2016-06-17 12:30 | 454 | 435
2016-06-17 13:00 | 456 | 437
2016-06-17 13:30 | 446 | 427
2016-06-17 14:00 | 497 | 480
2016-06-17 14:30 | 563 | 549
2016-06-17 15:00 | 584 | 569
2016-06-17 15:30 | 596 | 583
2016-06-17 16:00 | 606 | 594
2016-06-17 16:30 | 579 | 566
2016-06-17 17:00 | 586 | 574
2016-06-17 17:30 | 512 | 497
2016-06-17 18:00 | 411 | 388
2016-06-17 18:30 | 490 | 474
2016-06-17 19:00 | 579 | 567
2016-06-17 19:30 | 608 | 597
2016-06-17 20:00 | 611 | 601
2016-06-17 20:30 | 620 | 609
2016-06-17 21:00 | 622 | 613
2016-06-17 21:30 | 588 | 577
2016-06-17 22:00 | 641 | 627
2016-06-17 22:30 | 595 | 579
2016-06-17 23:00 | 566 | 548
2016-06-17 23:30 | 519 | 498
2016-06-18 | 467 | 440
2016-06-18 00:30 | 391 | 344
2016-06-18 01:00 | 340 | 283
2016-06-18 01:30 | 355 | 299
2016-06-18 02:00 | 405 | 359
2016-06-18 02:30 | 399 | 351
2016-06-18 03:00 | 407 | 360
2016-06-18 03:30 | 423 | 377
2016-06-18 04:00 | 422 | 376
2016-06-18 04:30 | 436 | 393
2016-06-18 05:00 | 440 | 398
2016-06-18 05:30 | 494 | 460
2016-06-18 06:00 | 590 | 565
2016-06-18 06:30 | 640 | 620
2016-06-18 07:00 | 633 | 613
2016-06-18 07:30 | 654 | 636
2016-06-18 08:00 | 488 | 457
2016-06-18 08:30 | 477 | 450
2016-06-18 09:00 | 473 | 449
2016-06-18 09:30 | 454 | 427
2016-06-18 10:00 | 397 | 363
2016-06-18 10:30 | 458 | 431
2016-06-18 11:00 | 459 | 432
2016-06-18 11:30 | 449 | 422
2016-06-18 12:00 | 453 | 426
2016-06-18 12:30 | 449 | 422
2016-06-18 13:00 | 458 | 431
2016-06-18 13:30 | 477 | 452
2016-06-18 14:00 | 545 | 524
2016-06-18 14:30 | 508 | 485
2016-06-18 15:00 | 508 | 485
2016-06-18 15:30 | 542 | 521
2016-06-18 16:00 | 536 | 515
2016-06-18 16:30 | 575 | 557
2016-06-18 17:00 | 627 | 613
2016-06-18 17:30 | 628 | 614
2016-06-18 18:00 | 606 | 591
2016-06-18 18:30 | 579 | 561
2016-06-18 19:00 | 564 | 544
2016-06-18 19:30 | 582 | 564
2016-06-18 20:00 | 587 | 569
2016-06-18 20:30 | 593 | 576
2016-06-18 21:00 | 547 | 526
2016-06-18 21:30 | 574 | 555
2016-06-18 22:00 | 577 | 559
2016-06-18 22:30 | 578 | 559
2016-06-18 23:00 | 581 | 560
2016-06-18 23:30 | 588 | 564
2016-06-19 | 545 | 516
2016-06-19 00:30 | 494 | 460
2016-06-19 01:00 | 496 | 462
2016-06-19 01:30 | 455 | 414
2016-06-19 02:00 | 467 | 428
2016-06-19 02:30 | 568 | 539
2016-06-19 03:00 | 571 | 541
2016-06-19 03:30 | 572 | 542
2016-06-19 04:00 | 572 | 542
2016-06-19 04:30 | 572 | 542
2016-06-19 05:00 | 561 | 531
2016-06-19 05:30 | 559 | 530
2016-06-19 06:00 | 560 | 532
2016-06-19 06:30 | 540 | 511
2016-06-19 07:00 | 541 | 512
2016-06-19 07:30 | 505 | 472
2016-06-19 08:00 | 461 | 432
2016-06-19 08:30 | 467 | 441
2016-06-19 09:00 | 471 | 444
2016-06-19 09:30 | 486 | 462
2016-06-19 10:00 | 485 | 460
2016-06-19 10:30 | 498 | 475
2016-06-19 11:00 | 510 | 487
2016-06-19 11:30 | 497 | 472
2016-06-19 12:00 | 501 | 477
2016-06-19 12:30 | 492 | 467
2016-06-19 13:00 | 462 | 438
2016-06-19 13:30 | 460 | 438
2016-06-19 14:00 | 472 | 451
2016-06-19 14:30 | 450 | 427
2016-06-19 15:00 | 428 | 401
2016-06-19 15:30 | 447 | 425
2016-06-19 16:00 | 470 | 451
2016-06-19 16:30 | 510 | 494
2016-06-19 17:00 | 464 | 442
2016-06-19 17:30 | 558 | 544
2016-06-19 18:00 | 570 | 557
2016-06-19 18:30 | 550 | 534
2016-06-19 19:00 | 555 | 539
2016-06-19 19:30 | 516 | 496
2016-06-19 20:00 | 513 | 494
2016-06-19 20:30 | 475 | 454
2016-06-19 21:00 | 435 | 412
2016-06-19 21:30 | 424 | 401
2016-06-19 22:00 | 436 | 412
2016-06-19 22:30 | 431 | 407
2016-06-19 23:00 | 426 | 400
2016-06-19 23:30 | 452 | 430
2016-06-20 | 389 | 357
2016-06-20 00:30 | 411 | 364
2016-06-20 01:00 | 422 | 378
2016-06-20 01:30 | 360 | 300
2016-06-20 02:00 | 331 | 261
2016-06-20 02:30 | 340 | 278
2016-06-20 03:00 | 368 | 315
2016-06-20 03:30 | 389 | 339
2016-06-20 04:00 | 399 | 351
2016-06-20 04:30 | 431 | 390
2016-06-20 05:00 | 442 | 403
2016-06-20 05:30 | 489 | 459
2016-06-20 06:00 | 566 | 547
2016-06-20 06:30 | 596 | 580
2016-06-20 07:00 | 587 | 571
2016-06-20 07:30 | 629 | 614
2016-06-20 08:00 | 570 | 550
2016-06-20 08:30 | 486 | 468
2016-06-20 09:00 | 494 | 477
2016-06-20 09:30 | 424 | 398
2016-06-20 10:00 | 401 | 374
2016-06-20 10:30 | 453 | 431
2016-06-20 11:00 | 504 | 483
2016-06-20 11:30 | 424 | 400
2016-06-20 12:00 | 367 | 347
2016-06-20 12:30 | 329 | 318
2016-06-20 13:00 | 337 | 323
2016-06-20 13:30 | 296 | 285
2016-06-20 14:00 | 421 | 409
2016-06-20 14:30 | 448 | 435
2016-06-20 15:00 | 461 | 449
2016-06-20 15:30 | 484 | 474
2016-06-20 16:00 | 521 | 513
2016-06-20 16:30 | 553 | 546
2016-06-20 17:00 | 621 | 617
2016-06-20 17:30 | 652 | 648
2016-06-20 18:00 | 547 | 541
2016-06-20 18:30 | 506 | 498
2016-06-20 19:00 | 567 | 558
2016-06-20 19:30 | 581 | 571
2016-06-20 20:00 | 544 | 533
2016-06-20 20:30 | 584 | 573
2016-06-20 21:00 | 659 | 650
2016-06-20 21:30 | 660 | 649
2016-06-20 22:00 | 654 | 645
2016-06-20 22:30 | 647 | 635
2016-06-20 23:00 | 701 | 690
2016-06-20 23:30 | 692 | 682
2016-06-21 | 580 | 563
2016-06-21 00:30 | 594 | 572
2016-06-21 01:00 | 583 | 561
2016-06-21 01:30 | 557 | 532
2016-06-21 02:00 | 522 | 494
2016-06-21 02:30 | 511 | 481
2016-06-21 03:00 | 526 | 497
2016-06-21 03:30 | 535 | 508
2016-06-21 04:00 | 537 | 509
2016-06-21 04:30 | 555 | 529
2016-06-21 05:00 | 564 | 540
2016-06-21 05:30 | 637 | 620
2016-06-21 06:00 | 698 | 683
2016-06-21 06:30 | 721 | 710
2016-06-21 07:00 | 703 | 694
2016-06-21 07:30 | 824 | 821
2016-06-21 08:00 | 765 | 760
2016-06-21 08:30 | 686 | 679
2016-06-21 09:00 | 637 | 626
2016-06-21 09:30 | 605 | 593
2016-06-21 10:00 | 585 | 574
2016-06-21 10:30 | 610 | 600
2016-06-21 11:00 | 562 | 550
2016-06-21 11:30 | 517 | 504
2016-06-21 12:00 | 500 | 485
2016-06-21 12:30 | 492 | 476
2016-06-21 13:00 | 534 | 521
2016-06-21 13:30 | 530 | 517
2016-06-21 14:00 | 593 | 583
2016-06-21 14:30 | 684 | 677
2016-06-21 15:00 | 759 | 754
2016-06-21 15:30 | 743 | 738
2016-06-21 16:00 | 700 | 694
2016-06-21 16:30 | 684 | 678
2016-06-21 17:00 | 753 | 748
2016-06-21 17:30 | 788 | 785
2016-06-21 18:00 | 824 | 821
2016-06-21 18:30 | 805 | 799
2016-06-21 19:00 | 779 | 771
2016-06-21 19:30 | 749 | 741
2016-06-21 20:00 | 731 | 722
2016-06-21 20:30 | 736 | 727
2016-06-21 21:00 | 736 | 727
2016-06-21 21:30 | 703 | 694
2016-06-21 22:00 | 713 | 706
2016-06-21 22:30 | 699 | 690
2016-06-21 23:00 | 726 | 715
2016-06-21 23:30 | 713 | 703
2016-06-22 | 638 | 623
2016-06-22 00:30 | 607 | 584
2016-06-22 01:00 | 584 | 560
2016-06-22 01:30 | 563 | 536
2016-06-22 02:00 | 512 | 480
2016-06-22 02:30 | 506 | 474
2016-06-22 03:00 | 517 | 485
2016-06-22 03:30 | 532 | 502
2016-06-22 04:00 | 524 | 493
2016-06-22 04:30 | 533 | 504
2016-06-22 05:00 | 557 | 532
2016-06-22 05:30 | 643 | 626
2016-06-22 06:00 | 732 | 718
2016-06-22 06:30 | 794 | 786
2016-06-22 07:00 | 769 | 764
2016-06-22 07:30 | 857 | 856
2016-06-22 08:00 | 858 | 857
2016-06-22 08:30 | 851 | 850
2016-06-22 09:00 | 807 | 805
2016-06-22 09:30 | 767 | 765
2016-06-22 10:00 | 785 | 782
2016-06-22 10:30 | 772 | 770
2016-06-22 11:00 | 698 | 694
2016-06-22 11:30 | 645 | 638
2016-06-22 12:00 | 707 | 701
2016-06-22 12:30 | 568 | 558
2016-06-22 13:00 | 552 | 542
2016-06-22 13:30 | 552 | 542
2016-06-22 14:00 | 588 | 578
2016-06-22 14:30 | 634 | 626
2016-06-22 15:00 | 621 | 612
2016-06-22 15:30 | 589 | 579
2016-06-22 16:00 | 562 | 551
2016-06-22 16:30 | 649 | 641
2016-06-22 17:00 | 723 | 718
2016-06-22 17:30 | 726 | 722
2016-06-22 18:00 | 649 | 643
2016-06-22 18:30 | 635 | 628
2016-06-22 19:00 | 667 | 660
2016-06-22 19:30 | 721 | 716
2016-06-22 20:00 | 700 | 694
2016-06-22 20:30 | 678 | 670
2016-06-22 21:00 | 685 | 676
2016-06-22 21:30 | 652 | 644
2016-06-22 22:00 | 625 | 615
2016-06-22 22:30 | 608 | 597
2016-06-22 23:00 | 676 | 666
2016-06-22 23:30 | 677 | 664
2016-06-23 | 614 | 598
2016-06-23 00:30 | 620 | 601
2016-06-23 01:00 | 585 | 558
2016-06-23 01:30 | 568 | 540
2016-06-23 02:00 | 519 | 487
2016-06-23 02:30 | 544 | 514
2016-06-23 03:00 | 522 | 491
2016-06-23 03:30 | 526 | 494
2016-06-23 04:00 | 566 | 539
2016-06-23 04:30 | 546 | 517
2016-06-23 05:00 | 525 | 496
2016-06-23 05:30 | 537 | 514
2016-06-23 06:00 | 622 | 613
2016-06-23 06:30 | 604 | 594
2016-06-23 07:00 | 621 | 611
2016-06-23 07:30 | 699 | 692
2016-06-23 08:00 | 676 | 669
2016-06-23 08:30 | 656 | 649
2016-06-23 09:00 | 677 | 670
2016-06-23 09:30 | 649 | 641
2016-06-23 10:00 | 657 | 649
2016-06-23 10:30 | 648 | 640
2016-06-23 11:00 | 616 | 608
2016-06-23 11:30 | 646 | 639
2016-06-23 12:00 | 645 | 638
2016-06-23 12:30 | 588 | 579
2016-06-23 13:00 | 591 | 582
2016-06-23 13:30 | 555 | 544
2016-06-23 14:00 | 554 | 542
2016-06-23 14:30 | 566 | 556
2016-06-23 15:00 | 565 | 555
2016-06-23 15:30 | 549 | 538
2016-06-23 16:00 | 547 | 535
2016-06-23 16:30 | 610 | 601
2016-06-23 17:00 | 655 | 649
2016-06-23 17:30 | 636 | 629
2016-06-23 18:00 | 555 | 543
2016-06-23 18:30 | 545 | 530
2016-06-23 19:00 | 588 | 580
2016-06-23 19:30 | 566 | 557
2016-06-23 20:00 | 577 | 569
2016-06-23 20:30 | 515 | 506
2016-06-23 21:00 | 522 | 513
2016-06-23 21:30 | 612 | 604
2016-06-23 22:00 | 588 | 576
2016-06-23 22:30 | 584 | 570
2016-06-23 23:00 | 621 | 607
2016-06-23 23:30 | 671 | 659
2016-06-24 | 651 | 637
2016-06-24 00:30 | 548 | 521
2016-06-24 01:00 | 511 | 481
2016-06-24 01:30 | 513 | 483
2016-06-24 02:00 | 484 | 448
2016-06-24 02:30 | 475 | 438
2016-06-24 03:00 | 497 | 462
2016-06-24 03:30 | 489 | 452
2016-06-24 04:00 | 487 | 451
2016-06-24 04:30 | 481 | 445
2016-06-24 05:00 | 502 | 470
2016-06-24 05:30 | 544 | 519
2016-06-24 06:00 | 597 | 579
2016-06-24 06:30 | 606 | 593
2016-06-24 07:00 | 591 | 579
2016-06-24 07:30 | 729 | 726
2016-06-24 08:00 | 778 | 776
2016-06-24 08:30 | 764 | 762
2016-06-24 09:00 | 765 | 762
2016-06-24 09:30 | 766 | 764
2016-06-24 10:00 | 704 | 700
2016-06-24 10:30 | 674 | 669
2016-06-24 11:00 | 709 | 705
2016-06-24 11:30 | 720 | 716
2016-06-24 12:00 | 690 | 685
2016-06-24 12:30 | 662 | 656
2016-06-24 13:00 | 657 | 651
2016-06-24 13:30 | 641 | 635
2016-06-24 14:00 | 648 | 643
2016-06-24 14:30 | 676 | 671
2016-06-24 15:00 | 691 | 687
2016-06-24 15:30 | 716 | 712
2016-06-24 16:00 | 666 | 660
2016-06-24 16:30 | 637 | 631
2016-06-24 17:00 | 619 | 612
2016-06-24 17:30 | 686 | 682
2016-06-24 18:00 | 701 | 697
2016-06-24 18:30 | 681 | 676
2016-06-24 19:00 | 677 | 672
2016-06-24 19:30 | 680 | 675
2016-06-24 20:00 | 631 | 625
2016-06-24 20:30 | 620 | 613
2016-06-24 21:00 | 559 | 550
2016-06-24 21:30 | 583 | 574
2016-06-24 22:00 | 646 | 637
2016-06-24 22:30 | 576 | 564
2016-06-24 23:00 | 547 | 533
2016-06-24 23:30 | 571 | 549
2016-06-25 | 523 | 495
2016-06-25 00:30 | 502 | 471
2016-06-25 01:00 | 421 | 378
2016-06-25 01:30 | 396 | 347
2016-06-25 02:00 | 361 | 304
2016-06-25 02:30 | 398 | 351
2016-06-25 03:00 | 400 | 354
2016-06-25 03:30 | 425 | 381
2016-06-25 04:00 | 497 | 461
2016-06-25 04:30 | 431 | 386
2016-06-25 05:00 | 401 | 355
2016-06-25 05:30 | 409 | 365
2016-06-25 06:00 | 355 | 308
2016-06-25 06:30 | 355 | 332
2016-06-25 07:00 | 424 | 410
2016-06-25 07:30 | 474 | 465
2016-06-25 08:00 | 416 | 400
2016-06-25 08:30 | 364 | 346
2016-06-25 09:00 | 378 | 363
2016-06-25 09:30 | 363 | 340
2016-06-25 10:00 | 351 | 325
2016-06-25 10:30 | 327 | 299
2016-06-25 11:00 | 284 | 249
2016-06-25 11:30 | 251 | 211
2016-06-25 12:00 | 245 | 201
2016-06-25 12:30 | 244 | 201
2016-06-25 13:00 | 252 | 221
2016-06-25 13:30 | 276 | 248
2016-06-25 14:00 | 307 | 283
2016-06-25 14:30 | 337 | 317
2016-06-25 15:00 | 373 | 358
2016-06-25 15:30 | 400 | 387
2016-06-25 16:00 | 406 | 393
2016-06-25 16:30 | 440 | 431
2016-06-25 17:00 | 470 | 464
2016-06-25 17:30 | 562 | 558
2016-06-25 18:00 | 578 | 574
2016-06-25 18:30 | 604 | 600
2016-06-25 19:00 | 622 | 618
2016-06-25 19:30 | 647 | 643
2016-06-25 20:00 | 668 | 665
2016-06-25 20:30 | 617 | 612
2016-06-25 21:00 | 572 | 566
2016-06-25 21:30 | 593 | 585
2016-06-25 22:00 | 549 | 538
2016-06-25 22:30 | 516 | 505
2016-06-25 23:00 | 504 | 492
2016-06-25 23:30 | 483 | 469
2016-06-26 | 495 | 477
2016-06-26 00:30 | 497 | 467
2016-06-26 01:00 | 463 | 427
2016-06-26 01:30 | 425 | 384
2016-06-26 02:00 | 396 | 350
2016-06-26 02:30 | 428 | 390
2016-06-26 03:00 | 462 | 428
2016-06-26 03:30 | 492 | 461
2016-06-26 04:00 | 509 | 479
2016-06-26 04:30 | 538 | 511
2016-06-26 05:00 | 500 | 469
2016-06-26 05:30 | 531 | 504
2016-06-26 06:00 | 590 | 568
2016-06-26 06:30 | 560 | 539
2016-06-26 07:00 | 592 | 573
2016-06-26 07:30 | 627 | 612
2016-06-26 08:00 | 654 | 646
2016-06-26 08:30 | 679 | 673
2016-06-26 09:00 | 749 | 744
2016-06-26 09:30 | 656 | 649
2016-06-26 10:00 | 568 | 557
2016-06-26 10:30 | 578 | 566
2016-06-26 11:00 | 567 | 554
2016-06-26 11:30 | 547 | 534
2016-06-26 12:00 | 532 | 518
2016-06-26 12:30 | 563 | 551
2016-06-26 13:00 | 498 | 481
2016-06-26 13:30 | 481 | 464
2016-06-26 14:00 | 459 | 440
2016-06-26 14:30 | 472 | 454
2016-06-26 15:00 | 503 | 487
2016-06-26 15:30 | 475 | 457
2016-06-26 16:00 | 471 | 454
2016-06-26 16:30 | 523 | 515
2016-06-26 17:00 | 484 | 475
2016-06-26 17:30 | 488 | 481
2016-06-26 18:00 | 476 | 469
2016-06-26 18:30 | 458 | 449
2016-06-26 19:00 | 479 | 472
2016-06-26 19:30 | 503 | 496
2016-06-26 20:00 | 470 | 461
2016-06-26 20:30 | 427 | 416
2016-06-26 21:00 | 444 | 435
2016-06-26 21:30 | 504 | 496
2016-06-26 22:00 | 553 | 540
2016-06-26 22:30 | 565 | 552
2016-06-26 23:00 | 582 | 565
2016-06-26 23:30 | 518 | 495
2016-06-27 | 436 | 402
2016-06-27 00:30 | 471 | 438
2016-06-27 01:00 | 485 | 452
2016-06-27 01:30 | 461 | 424
2016-06-27 02:00 | 474 | 438
2016-06-27 02:30 | 537 | 509
2016-06-27 03:00 | 562 | 536
2016-06-27 03:30 | 548 | 520
2016-06-27 04:00 | 533 | 504
2016-06-27 04:30 | 498 | 467
2016-06-27 05:00 | 464 | 429
2016-06-27 05:30 | 468 | 444
2016-06-27 06:00 | 473 | 456
2016-06-27 06:30 | 435 | 416
2016-06-27 07:00 | 454 | 435
2016-06-27 07:30 | 559 | 553
2016-06-27 08:00 | 519 | 515
2016-06-27 08:30 | 556 | 553
2016-06-27 09:00 | 562 | 558
2016-06-27 09:30 | 507 | 499
2016-06-27 10:00 | 428 | 415
2016-06-27 10:30 | 446 | 432
2016-06-27 11:00 | 434 | 419
2016-06-27 11:30 | 478 | 465
2016-06-27 12:00 | 499 | 490
2016-06-27 12:30 | 590 | 584
2016-06-27 13:00 | 590 | 583
2016-06-27 13:30 | 539 | 531
2016-06-27 14:00 | 521 | 515
2016-06-27 14:30 | 518 | 512
2016-06-27 15:00 | 520 | 515
2016-06-27 15:30 | 537 | 532
2016-06-27 16:00 | 537 | 531
2016-06-27 16:30 | 606 | 602
2016-06-27 17:00 | 704 | 702
2016-06-27 17:30 | 758 | 756
2016-06-27 18:00 | 704 | 701
2016-06-27 18:30 | 682 | 679
2016-06-27 19:00 | 683 | 680
2016-06-27 19:30 | 754 | 751
2016-06-27 20:00 | 769 | 768
2016-06-27 20:30 | 721 | 719
2016-06-27 21:00 | 677 | 674
2016-06-27 21:30 | 694 | 691
2016-06-27 22:00 | 707 | 702
2016-06-27 22:30 | 553 | 541
2016-06-27 23:00 | 496 | 480
2016-06-27 23:30 | 508 | 493
2016-06-28 | 452 | 426
2016-06-28 00:30 | 400 | 358
2016-06-28 01:00 | 369 | 317
2016-06-28 01:30 | 360 | 306
2016-06-28 02:00 | 359 | 309
2016-06-28 02:30 | 396 | 354
2016-06-28 03:00 | 474 | 444
2016-06-28 03:30 | 527 | 501
2016-06-28 04:00 | 515 | 487
2016-06-28 04:30 | 495 | 465
2016-06-28 05:00 | 450 | 416
2016-06-28 05:30 | 369 | 334
2016-06-28 06:00 | 476 | 463
2016-06-28 06:30 | 557 | 548
2016-06-28 07:00 | 601 | 595
2016-06-28 07:30 | 767 | 767
2016-06-28 08:00 | 641 | 635
2016-06-28 08:30 | 613 | 605
2016-06-28 09:00 | 612 | 601
2016-06-28 09:30 | 583 | 568
2016-06-28 10:00 | 560 | 541
2016-06-28 10:30 | 540 | 523
2016-06-28 11:00 | 465 | 443
2016-06-28 11:30 | 434 | 409
2016-06-28 12:00 | 449 | 431
2016-06-28 12:30 | 465 | 442
2016-06-28 13:00 | 465 | 439
2016-06-28 13:30 | 478 | 453
2016-06-28 14:00 | 494 | 470
2016-06-28 14:30 | 492 | 468
2016-06-28 15:00 | 542 | 523
2016-06-28 15:30 | 635 | 622
2016-06-28 16:00 | 713 | 704
2016-06-28 16:30 | 709 | 703
2016-06-28 17:00 | 738 | 732
2016-06-28 17:30 | 726 | 723
2016-06-28 18:00 | 646 | 639
2016-06-28 18:30 | 647 | 639
2016-06-28 19:00 | 671 | 667
2016-06-28 19:30 | 685 | 679
2016-06-28 20:00 | 679 | 672
2016-06-28 20:30 | 706 | 699
2016-06-28 21:00 | 659 | 647
2016-06-28 21:30 | 614 | 600
2016-06-28 22:00 | 654 | 640
2016-06-28 22:30 | 597 | 577
2016-06-28 23:00 | 615 | 603
2016-06-28 23:30 | 635 | 627
2016-06-29 | 601 | 586
2016-06-29 00:30 | 553 | 530
2016-06-29 01:00 | 528 | 504
2016-06-29 01:30 | 466 | 434
2016-06-29 02:00 | 461 | 431
2016-06-29 02:30 | 486 | 455
2016-06-29 03:00 | 478 | 445
2016-06-29 03:30 | 551 | 525
2016-06-29 04:00 | 597 | 575
2016-06-29 04:30 | 620 | 601
2016-06-29 05:00 | 628 | 612
2016-06-29 05:30 | 665 | 656
2016-06-29 06:00 | 675 | 668
2016-06-29 06:30 | 692 | 687
2016-06-29 07:00 | 671 | 665
2016-06-29 07:30 | 741 | 737
2016-06-29 08:00 | 759 | 756
2016-06-29 08:30 | 686 | 680
2016-06-29 09:00 | 631 | 621
2016-06-29 09:30 | 505 | 485
2016-06-29 10:00 | 467 | 448
2016-06-29 10:30 | 491 | 474
2016-06-29 11:00 | 532 | 524
2016-06-29 11:30 | 496 | 485
2016-06-29 12:00 | 471 | 460
2016-06-29 12:30 | 474 | 462
2016-06-29 13:00 | 462 | 449
2016-06-29 13:30 | 453 | 441
2016-06-29 14:00 | 497 | 487
2016-06-29 14:30 | 542 | 533
2016-06-29 15:00 | 585 | 576
2016-06-29 15:30 | 642 | 634
2016-06-29 16:00 | 685 | 678
2016-06-29 16:30 | 714 | 709
2016-06-29 17:00 | 699 | 692
2016-06-29 17:30 | 728 | 724
2016-06-29 18:00 | 819 | 815
2016-06-29 18:30 | 821 | 816
2016-06-29 19:00 | 845 | 840
2016-06-29 19:30 | 819 | 814
2016-06-29 20:00 | 819 | 814
2016-06-29 20:30 | 801 | 796
2016-06-29 21:00 | 778 | 774
2016-06-29 21:30 | 771 | 769
2016-06-29 22:00 | 755 | 752
2016-06-29 22:30 | 684 | 678
2016-06-29 23:00 | 668 | 658
2016-06-29 23:30 | 638 | 628
2016-06-30 | 589 | 573
2016-06-30 00:30 | 615 | 593
2016-06-30 01:00 | 590 | 566
2016-06-30 01:30 | 523 | 498
2016-06-30 02:00 | 511 | 483
2016-06-30 02:30 | 538 | 510
2016-06-30 03:00 | 514 | 481
2016-06-30 03:30 | 521 | 491
2016-06-30 04:00 | 515 | 486
2016-06-30 04:30 | 534 | 507
2016-06-30 05:00 | 568 | 547
2016-06-30 05:30 | 586 | 573
2016-06-30 06:00 | 652 | 645
2016-06-30 06:30 | 679 | 673
2016-06-30 07:00 | 630 | 622
2016-06-30 07:30 | 688 | 680
2016-06-30 08:00 | 693 | 687
2016-06-30 08:30 | 661 | 654
2016-06-30 09:00 | 581 | 567
2016-06-30 09:30 | 499 | 478
2016-06-30 10:00 | 452 | 432
2016-06-30 10:30 | 424 | 402
2016-06-30 11:00 | 482 | 468
2016-06-30 11:30 | 488 | 468
2016-06-30 12:00 | 436 | 415
2016-06-30 12:30 | 430 | 408
2016-06-30 13:00 | 407 | 384
2016-06-30 13:30 | 387 | 363
2016-06-30 14:00 | 441 | 424
2016-06-30 14:30 | 476 | 460
2016-06-30 15:00 | 470 | 455
2016-06-30 15:30 | 531 | 520
2016-06-30 16:00 | 555 | 545
2016-06-30 16:30 | 536 | 527
2016-06-30 17:00 | 531 | 520
2016-06-30 17:30 | 572 | 563
2016-06-30 18:00 | 579 | 572
2016-06-30 18:30 | 571 | 563
2016-06-30 19:00 | 629 | 623
2016-06-30 19:30 | 639 | 630
2016-06-30 20:00 | 637 | 629
2016-06-30 20:30 | 582 | 574
2016-06-30 21:00 | 584 | 576
2016-06-30 21:30 | 622 | 610
2016-06-30 22:00 | 625 | 614
2016-06-30 22:30 | 576 | 564
2016-06-30 23:00 | 609 | 598
2016-06-30 23:30 | 635 | 624
2016-07-01 | 589 | 579
2016-07-01 00:30 | 507 | 484
2016-07-01 01:00 | 471 | 441
2016-07-01 01:30 | 420 | 382
2016-07-01 02:00 | 400 | 356
2016-07-01 02:30 | 433 | 392
2016-07-01 03:00 | 438 | 396
2016-07-01 03:30 | 447 | 408
2016-07-01 04:00 | 481 | 445
2016-07-01 04:30 | 513 | 483
2016-07-01 05:00 | 551 | 527
2016-07-01 05:30 | 565 | 548
2016-07-01 06:00 | 611 | 602
2016-07-01 06:30 | 608 | 601
2016-07-01 07:00 | 633 | 628
2016-07-01 07:30 | 717 | 716
2016-07-01 08:00 | 711 | 709
2016-07-01 08:30 | 666 | 664
2016-07-01 09:00 | 587 | 582
2016-07-01 09:30 | 512 | 503
2016-07-01 10:00 | 478 | 468
2016-07-01 10:30 | 448 | 438
2016-07-01 11:00 | 447 | 435
2016-07-01 11:30 | 422 | 407
2016-07-01 12:00 | 428 | 414
2016-07-01 12:30 | 427 | 418
2016-07-01 13:00 | 422 | 413
2016-07-01 13:30 | 490 | 484
2016-07-01 14:00 | 512 | 507
2016-07-01 14:30 | 539 | 535
2016-07-01 15:00 | 537 | 533
2016-07-01 15:30 | 580 | 577
2016-07-01 16:00 | 653 | 652
2016-07-01 16:30 | 644 | 642
2016-07-01 17:00 | 647 | 645
2016-07-01 17:30 | 708 | 707
2016-07-01 18:00 | 707 | 705
2016-07-01 18:30 | 682 | 678
2016-07-01 19:00 | 695 | 691
2016-07-01 19:30 | 710 | 706
2016-07-01 20:00 | 705 | 702
2016-07-01 20:30 | 676 | 672
2016-07-01 21:00 | 624 | 619
2016-07-01 21:30 | 622 | 616
2016-07-01 22:00 | 619 | 611
2016-07-01 22:30 | 601 | 592
2016-07-01 23:00 | 591 | 581
2016-07-01 23:30 | 547 | 537
2016-07-02 | 476 | 463
2016-07-02 00:30 | 446 | 423
2016-07-02 01:00 | 414 | 374
2016-07-02 01:30 | 377 | 338
2016-07-02 02:00 | 378 | 330
2016-07-02 02:30 | 415 | 371
2016-07-02 03:00 | 347 | 290
2016-07-02 03:30 | 336 | 280
2016-07-02 04:00 | 328 | 269
2016-07-02 04:30 | 341 | 287
2016-07-02 05:00 | 363 | 317
2016-07-02 05:30 | 401 | 364
2016-07-02 06:00 | 472 | 446
2016-07-02 06:30 | 474 | 452
2016-07-02 07:00 | 487 | 473
2016-07-02 07:30 | 531 | 522
2016-07-02 08:00 | 513 | 503
2016-07-02 08:30 | 485 | 474
2016-07-02 09:00 | 454 | 445
2016-07-02 09:30 | 440 | 429
2016-07-02 10:00 | 389 | 372
2016-07-02 10:30 | 382 | 363
2016-07-02 11:00 | 343 | 320
2016-07-02 11:30 | 310 | 288
2016-07-02 12:00 | 295 | 271
2016-07-02 12:30 | 306 | 274
2016-07-02 13:00 | 315 | 281
2016-07-02 13:30 | 345 | 311
2016-07-02 14:00 | 353 | 321
2016-07-02 14:30 | 353 | 321
2016-07-02 15:00 | 367 | 339
2016-07-02 15:30 | 386 | 362
2016-07-02 16:00 | 455 | 440
2016-07-02 16:30 | 462 | 447
2016-07-02 17:00 | 454 | 439
2016-07-02 17:30 | 540 | 531
2016-07-02 18:00 | 597 | 591
2016-07-02 18:30 | 627 | 621
2016-07-02 19:00 | 648 | 643
2016-07-02 19:30 | 614 | 607
2016-07-02 20:00 | 607 | 602
2016-07-02 20:30 | 592 | 585
2016-07-02 21:00 | 624 | 618
2016-07-02 21:30 | 590 | 582
2016-07-02 22:00 | 565 | 552
2016-07-02 22:30 | 591 | 581
2016-07-02 23:00 | 595 | 581
2016-07-02 23:30 | 568 | 554
2016-07-03 | 533 | 513
2016-07-03 00:30 | 500 | 475
2016-07-03 01:00 | 459 | 428
2016-07-03 01:30 | 447 | 413
2016-07-03 02:00 | 458 | 422
2016-07-03 02:30 | 420 | 377
2016-07-03 03:00 | 374 | 321
2016-07-03 03:30 | 433 | 393
2016-07-03 04:00 | 489 | 455
2016-07-03 04:30 | 533 | 503
2016-07-03 05:00 | 548 | 521
2016-07-03 05:30 | 633 | 615
2016-07-03 06:00 | 657 | 642
2016-07-03 06:30 | 651 | 638
2016-07-03 07:00 | 644 | 633
2016-07-03 07:30 | 591 | 578
2016-07-03 08:00 | 532 | 520
2016-07-03 08:30 | 509 | 499
2016-07-03 09:00 | 539 | 531
2016-07-03 09:30 | 475 | 464
2016-07-03 10:00 | 423 | 408
2016-07-03 10:30 | 430 | 416
2016-07-03 11:00 | 359 | 339
2016-07-03 11:30 | 300 | 272
2016-07-03 12:00 | 306 | 280
2016-07-03 12:30 | 302 | 276
2016-07-03 13:00 | 318 | 295
2016-07-03 13:30 | 328 | 298
2016-07-03 14:00 | 381 | 359
2016-07-03 14:30 | 361 | 335
2016-07-03 15:00 | 366 | 342
2016-07-03 15:30 | 400 | 382
2016-07-03 16:00 | 451 | 439
2016-07-03 16:30 | 527 | 518
2016-07-03 17:00 | 551 | 545
2016-07-03 17:30 | 610 | 605
2016-07-03 18:00 | 676 | 673
2016-07-03 18:30 | 681 | 674
2016-07-03 19:00 | 706 | 701
2016-07-03 19:30 | 661 | 655
2016-07-03 20:00 | 645 | 638
2016-07-03 20:30 | 624 | 618
2016-07-03 21:00 | 604 | 600
2016-07-03 21:30 | 590 | 584
2016-07-03 22:00 | 534 | 522
2016-07-03 22:30 | 598 | 591
2016-07-03 23:00 | 574 | 560
2016-07-03 23:30 | 504 | 486
2016-07-04 | 450 | 423
2016-07-04 00:30 | 464 | 434
2016-07-04 01:00 | 446 | 414
2016-07-04 01:30 | 505 | 479
2016-07-04 02:00 | 510 | 481
2016-07-04 02:30 | 521 | 494
2016-07-04 03:00 | 557 | 532
2016-07-04 03:30 | 592 | 570
2016-07-04 04:00 | 611 | 590
2016-07-04 04:30 | 619 | 599
2016-07-04 05:00 | 603 | 585
2016-07-04 05:30 | 594 | 579
2016-07-04 06:00 | 568 | 561
2016-07-04 06:30 | 604 | 600
2016-07-04 07:00 | 650 | 648
2016-07-04 07:30 | 758 | 757
2016-07-04 08:00 | 763 | 762
2016-07-04 08:30 | 762 | 761
2016-07-04 09:00 | 720 | 719
2016-07-04 09:30 | 654 | 650
2016-07-04 10:00 | 629 | 624
2016-07-04 10:30 | 609 | 603
2016-07-04 11:00 | 577 | 570
2016-07-04 11:30 | 551 | 540
2016-07-04 12:00 | 501 | 486
2016-07-04 12:30 | 471 | 456
2016-07-04 13:00 | 464 | 449
2016-07-04 13:30 | 463 | 449
2016-07-04 14:00 | 488 | 475
2016-07-04 14:30 | 572 | 564
2016-07-04 15:00 | 589 | 579
2016-07-04 15:30 | 636 | 628
2016-07-04 16:00 | 701 | 695
2016-07-04 16:30 | 757 | 753
2016-07-04 17:00 | 778 | 773
2016-07-04 17:30 | 670 | 663
2016-07-04 18:00 | 602 | 594
2016-07-04 18:30 | 574 | 564
2016-07-04 19:00 | 654 | 647
2016-07-04 19:30 | 757 | 753
2016-07-04 20:00 | 781 | 778
2016-07-04 20:30 | 765 | 762
2016-07-04 21:00 | 705 | 700
2016-07-04 21:30 | 699 | 692
2016-07-04 22:00 | 668 | 658
2016-07-04 22:30 | 662 | 655
2016-07-04 23:00 | 657 | 651
2016-07-04 23:30 | 612 | 603
2016-07-05 | 518 | 502
2016-07-05 00:30 | 490 | 469
2016-07-05 01:00 | 480 | 451
2016-07-05 01:30 | 473 | 440
2016-07-05 02:00 | 430 | 393
2016-07-05 02:30 | 453 | 420
2016-07-05 03:00 | 486 | 454
2016-07-05 03:30 | 549 | 524
2016-07-05 04:00 | 576 | 554
2016-07-05 04:30 | 596 | 576
2016-07-05 05:00 | 588 | 570
2016-07-05 05:30 | 512 | 492
2016-07-05 06:00 | 458 | 443
2016-07-05 06:30 | 466 | 454
2016-07-05 07:00 | 516 | 506
2016-07-05 07:30 | 640 | 637
2016-07-05 08:00 | 696 | 695
2016-07-05 08:30 | 717 | 717
2016-07-05 09:00 | 730 | 729
2016-07-05 09:30 | 644 | 642
2016-07-05 10:00 | 624 | 621
2016-07-05 10:30 | 594 | 589
2016-07-05 11:00 | 541 | 534
2016-07-05 11:30 | 520 | 513
2016-07-05 12:00 | 553 | 548
2016-07-05 12:30 | 516 | 511
2016-07-05 13:00 | 557 | 553
2016-07-05 13:30 | 584 | 581
2016-07-05 14:00 | 585 | 581
2016-07-05 14:30 | 589 | 586
2016-07-05 15:00 | 636 | 632
2016-07-05 15:30 | 660 | 656
2016-07-05 16:00 | 662 | 658
2016-07-05 16:30 | 684 | 681
2016-07-05 17:00 | 710 | 708
2016-07-05 17:30 | 721 | 721
2016-07-05 18:00 | 775 | 774
2016-07-05 18:30 | 774 | 772
2016-07-05 19:00 | 795 | 794
2016-07-05 19:30 | 791 | 789
2016-07-05 20:00 | 809 | 808
2016-07-05 20:30 | 819 | 818
2016-07-05 21:00 | 752 | 750
2016-07-05 21:30 | 731 | 728
2016-07-05 22:00 | 744 | 741
2016-07-05 22:30 | 651 | 642
2016-07-05 23:00 | 604 | 588
2016-07-05 23:30 | 605 | 591
2016-07-06 | 649 | 635
2016-07-06 00:30 | 674 | 656
2016-07-06 01:00 | 709 | 691
2016-07-06 01:30 | 708 | 692
2016-07-06 02:00 | 725 | 712
2016-07-06 02:30 | 709 | 695
2016-07-06 03:00 | 696 | 681
2016-07-06 03:30 | 699 | 684
2016-07-06 04:00 | 718 | 704
2016-07-06 04:30 | 734 | 723
2016-07-06 05:00 | 801 | 793
2016-07-06 05:30 | 830 | 825
2016-07-06 06:00 | 819 | 816
2016-07-06 06:30 | 643 | 638
2016-07-06 07:00 | 625 | 621
2016-07-06 07:30 | 796 | 795
2016-07-06 08:00 | 751 | 751
2016-07-06 08:30 | 704 | 703
2016-07-06 09:00 | 643 | 640
2016-07-06 09:30 | 573 | 569
2016-07-06 10:00 | 587 | 583
2016-07-06 10:30 | 522 | 516
2016-07-06 11:00 | 488 | 481
2016-07-06 11:30 | 511 | 505
2016-07-06 12:00 | 534 | 529
2016-07-06 12:30 | 528 | 520
2016-07-06 13:00 | 529 | 522
2016-07-06 13:30 | 529 | 521
2016-07-06 14:00 | 534 | 526
2016-07-06 14:30 | 515 | 508
2016-07-06 15:00 | 532 | 525
2016-07-06 15:30 | 571 | 565
2016-07-06 16:00 | 586 | 581
2016-07-06 16:30 | 651 | 648
2016-07-06 17:00 | 726 | 726
2016-07-06 17:30 | 778 | 778
2016-07-06 18:00 | 858 | 858
2016-07-06 18:30 | 818 | 818
2016-07-06 19:00 | 846 | 846
2016-07-06 19:30 | 848 | 848
2016-07-06 20:00 | 797 | 797
2016-07-06 20:30 | 768 | 768
2016-07-06 21:00 | 765 | 765
2016-07-06 21:30 | 788 | 787
2016-07-06 22:00 | 761 | 759
2016-07-06 22:30 | 642 | 636
2016-07-06 23:00 | 588 | 580
2016-07-06 23:30 | 578 | 569
2016-07-07 | 543 | 531
2016-07-07 00:30 | 480 | 461
2016-07-07 01:00 | 424 | 401
2016-07-07 01:30 | 407 | 377
2016-07-07 02:00 | 454 | 427
2016-07-07 02:30 | 481 | 455
2016-07-07 03:00 | 527 | 506
2016-07-07 03:30 | 510 | 487
2016-07-07 04:00 | 516 | 493
2016-07-07 04:30 | 565 | 547
2016-07-07 05:00 | 580 | 565
2016-07-07 05:30 | 628 | 618
2016-07-07 06:00 | 667 | 658
2016-07-07 06:30 | 546 | 538
2016-07-07 07:00 | 599 | 595
2016-07-07 07:30 | 711 | 710
2016-07-07 08:00 | 665 | 663
2016-07-07 08:30 | 563 | 560
2016-07-07 09:00 | 532 | 528
2016-07-07 09:30 | 460 | 454
2016-07-07 10:00 | 445 | 438
2016-07-07 10:30 | 417 | 410
2016-07-07 11:00 | 462 | 458
2016-07-07 11:30 | 455 | 447
2016-07-07 12:00 | 430 | 421
2016-07-07 12:30 | 406 | 398
2016-07-07 13:00 | 418 | 412
2016-07-07 13:30 | 428 | 422
2016-07-07 14:00 | 458 | 453
2016-07-07 14:30 | 470 | 465
2016-07-07 15:00 | 492 | 488
2016-07-07 15:30 | 555 | 553
2016-07-07 16:00 | 565 | 563
2016-07-07 16:30 | 590 | 588
2016-07-07 17:00 | 613 | 610
2016-07-07 17:30 | 682 | 682
2016-07-07 18:00 | 659 | 659
2016-07-07 18:30 | 652 | 652
2016-07-07 19:00 | 721 | 721
2016-07-07 19:30 | 718 | 717
2016-07-07 20:00 | 783 | 783
2016-07-07 20:30 | 753 | 753
2016-07-07 21:00 | 705 | 704
2016-07-07 21:30 | 680 | 678
2016-07-07 22:00 | 675 | 670
2016-07-07 22:30 | 622 | 615
2016-07-07 23:00 | 590 | 583
2016-07-07 23:30 | 527 | 516
2016-07-08 | 497 | 480
2016-07-08 00:30 | 447 | 414
2016-07-08 01:00 | 417 | 386
2016-07-08 01:30 | 412 | 380
2016-07-08 02:00 | 445 | 417
2016-07-08 02:30 | 479 | 453
2016-07-08 03:00 | 515 | 490
2016-07-08 03:30 | 584 | 563
2016-07-08 04:00 | 578 | 559
2016-07-08 04:30 | 604 | 588
2016-07-08 05:00 | 658 | 647
2016-07-08 05:30 | 638 | 630
2016-07-08 06:00 | 633 | 625
2016-07-08 06:30 | 654 | 649
2016-07-08 07:00 | 688 | 684
2016-07-08 07:30 | 744 | 742
2016-07-08 08:00 | 738 | 737
2016-07-08 08:30 | 710 | 709
2016-07-08 09:00 | 661 | 659
2016-07-08 09:30 | 571 | 566
2016-07-08 10:00 | 465 | 454
2016-07-08 10:30 | 407 | 392
2016-07-08 11:00 | 439 | 427
2016-07-08 11:30 | 436 | 421
2016-07-08 12:00 | 421 | 404
2016-07-08 12:30 | 414 | 394
2016-07-08 13:00 | 405 | 384
2016-07-08 13:30 | 406 | 386
2016-07-08 14:00 | 405 | 385
2016-07-08 14:30 | 441 | 424
2016-07-08 15:00 | 560 | 549
2016-07-08 15:30 | 623 | 614
2016-07-08 16:00 | 661 | 653
2016-07-08 16:30 | 692 | 686
2016-07-08 17:00 | 719 | 715
2016-07-08 17:30 | 739 | 736
2016-07-08 18:00 | 739 | 736
2016-07-08 18:30 | 736 | 733
2016-07-08 19:00 | 754 | 751
2016-07-08 19:30 | 796 | 793
2016-07-08 20:00 | 768 | 765
2016-07-08 20:30 | 732 | 728
2016-07-08 21:00 | 690 | 686
2016-07-08 21:30 | 688 | 682
2016-07-08 22:00 | 709 | 701
2016-07-08 22:30 | 682 | 672
2016-07-08 23:00 | 632 | 620
2016-07-08 23:30 | 608 | 595
2016-07-09 | 558 | 542
2016-07-09 00:30 | 515 | 489
2016-07-09 01:00 | 480 | 450
2016-07-09 01:30 | 490 | 464
2016-07-09 02:00 | 526 | 505
2016-07-09 02:30 | 546 | 526
2016-07-09 03:00 | 547 | 527
2016-07-09 03:30 | 543 | 522
2016-07-09 04:00 | 567 | 548
2016-07-09 04:30 | 555 | 536
2016-07-09 05:00 | 506 | 483
2016-07-09 05:30 | 520 | 499
2016-07-09 06:00 | 494 | 470
2016-07-09 06:30 | 452 | 432
2016-07-09 07:00 | 480 | 462
2016-07-09 07:30 | 478 | 466
2016-07-09 08:00 | 429 | 415
2016-07-09 08:30 | 410 | 398
2016-07-09 09:00 | 397 | 386
2016-07-09 09:30 | 363 | 350
2016-07-09 10:00 | 332 | 318
2016-07-09 10:30 | 289 | 270
2016-07-09 11:00 | 282 | 262
2016-07-09 11:30 | 286 | 263
2016-07-09 12:00 | 282 | 251
2016-07-09 12:30 | 293 | 265
2016-07-09 13:00 | 291 | 261
2016-07-09 13:30 | 289 | 258
2016-07-09 14:00 | 288 | 258
2016-07-09 14:30 | 304 | 277
2016-07-09 15:00 | 358 | 338
2016-07-09 15:30 | 393 | 376
2016-07-09 16:00 | 443 | 430
2016-07-09 16:30 | 493 | 483
2016-07-09 17:00 | 505 | 496
2016-07-09 17:30 | 512 | 504
2016-07-09 18:00 | 567 | 562
2016-07-09 18:30 | 573 | 568
2016-07-09 19:00 | 588 | 583
2016-07-09 19:30 | 639 | 636
2016-07-09 20:00 | 677 | 674
2016-07-09 20:30 | 686 | 684
2016-07-09 21:00 | 600 | 596
2016-07-09 21:30 | 609 | 604
2016-07-09 22:00 | 619 | 609
2016-07-09 22:30 | 605 | 591
2016-07-09 23:00 | 604 | 587
2016-07-09 23:30 | 577 | 559
2016-07-10 | 519 | 496
2016-07-10 00:30 | 505 | 482
2016-07-10 01:00 | 515 | 492
2016-07-10 01:30 | 510 | 487
2016-07-10 02:00 | 462 | 434
2016-07-10 02:30 | 446 | 414
2016-07-10 03:00 | 460 | 429
2016-07-10 03:30 | 464 | 433
2016-07-10 04:00 | 444 | 410
2016-07-10 04:30 | 436 | 401
2016-07-10 05:00 | 430 | 395
2016-07-10 05:30 | 434 | 400
2016-07-10 06:00 | 453 | 429
2016-07-10 06:30 | 397 | 367
2016-07-10 07:00 | 405 | 377
2016-07-10 07:30 | 428 | 411
2016-07-10 08:00 | 446 | 430
2016-07-10 08:30 | 444 | 428
2016-07-10 09:00 | 409 | 390
2016-07-10 09:30 | 400 | 382
2016-07-10 10:00 | 380 | 359
2016-07-10 10:30 | 372 | 338
2016-07-10 11:00 | 350 | 320
2016-07-10 11:30 | 317 | 281
2016-07-10 12:00 | 304 | 267
2016-07-10 12:30 | 304 | 267
2016-07-10 13:00 | 325 | 292
2016-07-10 13:30 | 321 | 286
2016-07-10 14:00 | 335 | 302
2016-07-10 14:30 | 378 | 353
2016-07-10 15:00 | 416 | 395
2016-07-10 15:30 | 434 | 414
2016-07-10 16:00 | 475 | 459
2016-07-10 16:30 | 550 | 538
2016-07-10 17:00 | 587 | 578
2016-07-10 17:30 | 610 | 601
2016-07-10 18:00 | 651 | 645
2016-07-10 18:30 | 658 | 652
2016-07-10 19:00 | 673 | 667
2016-07-10 19:30 | 684 | 678
2016-07-10 20:00 | 676 | 671
2016-07-10 20:30 | 651 | 646
2016-07-10 21:00 | 698 | 694
2016-07-10 21:30 | 691 | 684
2016-07-10 22:00 | 632 | 622
2016-07-10 22:30 | 624 | 614
2016-07-10 23:00 | 607 | 596
2016-07-10 23:30 | 562 | 550
2016-07-11 | 525 | 508
2016-07-11 00:30 | 517 | 495
2016-07-11 01:00 | 525 | 503
2016-07-11 01:30 | 456 | 425
2016-07-11 02:00 | 420 | 383
2016-07-11 02:30 | 407 | 367
2016-07-11 03:00 | 477 | 446
2016-07-11 03:30 | 541 | 517
2016-07-11 04:00 | 557 | 533
2016-07-11 04:30 | 569 | 545
2016-07-11 05:00 | 559 | 536
2016-07-11 05:30 | 567 | 548
2016-07-11 06:00 | 537 | 521
2016-07-11 06:30 | 660 | 654
2016-07-11 07:00 | 731 | 727
2016-07-11 07:30 | 836 | 835
2016-07-11 08:00 | 794 | 793
2016-07-11 08:30 | 788 | 787
2016-07-11 09:00 | 719 | 717
2016-07-11 09:30 | 667 | 664
2016-07-11 10:00 | 644 | 640
2016-07-11 10:30 | 678 | 675
2016-07-11 11:00 | 702 | 699
2016-07-11 11:30 | 687 | 684
2016-07-11 12:00 | 673 | 669
2016-07-11 12:30 | 668 | 662
2016-07-11 13:00 | 652 | 645
2016-07-11 13:30 | 675 | 669
2016-07-11 14:00 | 695 | 689
2016-07-11 14:30 | 673 | 667
2016-07-11 15:00 | 686 | 681
2016-07-11 15:30 | 694 | 689
2016-07-11 16:00 | 736 | 732
2016-07-11 16:30 | 762 | 759
2016-07-11 17:00 | 737 | 733
2016-07-11 17:30 | 634 | 628
2016-07-11 18:00 | 626 | 619
2016-07-11 18:30 | 567 | 557
2016-07-11 19:00 | 557 | 548
2016-07-11 19:30 | 562 | 553
2016-07-11 20:00 | 590 | 581
2016-07-11 20:30 | 664 | 658
2016-07-11 21:00 | 729 | 725
2016-07-11 21:30 | 748 | 743
2016-07-11 22:00 | 743 | 737
2016-07-11 22:30 | 685 | 677
2016-07-11 23:00 | 693 | 683
2016-07-11 23:30 | 662 | 653
2016-07-12 | 533 | 516
2016-07-12 00:30 | 448 | 414
2016-07-12 01:00 | 427 | 391
2016-07-12 01:30 | 402 | 360
2016-07-12 02:00 | 354 | 304
2016-07-12 02:30 | 408 | 370
2016-07-12 03:00 | 446 | 415
2016-07-12 03:30 | 431 | 397
2016-07-12 04:00 | 434 | 402
2016-07-12 04:30 | 447 | 417
2016-07-12 05:00 | 460 | 433
2016-07-12 05:30 | 522 | 502
2016-07-12 06:00 | 604 | 594
2016-07-12 06:30 | 639 | 633
2016-07-12 07:00 | 683 | 679
2016-07-12 07:30 | 774 | 772
2016-07-12 08:00 | 767 | 765
2016-07-12 08:30 | 766 | 764
2016-07-12 09:00 | 744 | 742
2016-07-12 09:30 | 747 | 744
2016-07-12 10:00 | 799 | 797
2016-07-12 10:30 | 816 | 814
2016-07-12 11:00 | 781 | 779
2016-07-12 11:30 | 742 | 739
2016-07-12 12:00 | 679 | 675
2016-07-12 12:30 | 670 | 665
2016-07-12 13:00 | 665 | 661
2016-07-12 13:30 | 666 | 662
2016-07-12 14:00 | 707 | 704
2016-07-12 14:30 | 747 | 744
2016-07-12 15:00 | 716 | 712
2016-07-12 15:30 | 736 | 732
2016-07-12 16:00 | 742 | 738
2016-07-12 16:30 | 823 | 821
2016-07-12 17:00 | 793 | 791
2016-07-12 17:30 | 690 | 686
2016-07-12 18:00 | 650 | 646
2016-07-12 18:30 | 617 | 614
2016-07-12 19:00 | 646 | 643
2016-07-12 19:30 | 625 | 620
2016-07-12 20:00 | 612 | 607
2016-07-12 20:30 | 580 | 574
2016-07-12 21:00 | 630 | 627
2016-07-12 21:30 | 653 | 650
2016-07-12 22:00 | 672 | 665
2016-07-12 22:30 | 621 | 612
2016-07-12 23:00 | 616 | 607
2016-07-12 23:30 | 585 | 574
2016-07-13 | 498 | 480
2016-07-13 00:30 | 436 | 403
2016-07-13 01:00 | 397 | 359
2016-07-13 01:30 | 432 | 400
2016-07-13 02:00 | 421 | 387
2016-07-13 02:30 | 394 | 355
2016-07-13 03:00 | 413 | 376
2016-07-13 03:30 | 414 | 379
2016-07-13 04:00 | 410 | 375
2016-07-13 04:30 | 488 | 463
2016-07-13 05:00 | 525 | 504
2016-07-13 05:30 | 566 | 550
2016-07-13 06:00 | 593 | 582
2016-07-13 06:30 | 539 | 526
2016-07-13 07:00 | 533 | 525
2016-07-13 07:30 | 600 | 594
2016-07-13 08:00 | 624 | 621
2016-07-13 08:30 | 593 | 590
2016-07-13 09:00 | 567 | 563
2016-07-13 09:30 | 470 | 462
2016-07-13 10:00 | 391 | 378
2016-07-13 10:30 | 468 | 461
2016-07-13 11:00 | 449 | 440
2016-07-13 11:30 | 468 | 462
2016-07-13 12:00 | 520 | 514
2016-07-13 12:30 | 523 | 515
2016-07-13 13:00 | 514 | 504
2016-07-13 13:30 | 534 | 525
2016-07-13 14:00 | 530 | 522
2016-07-13 14:30 | 564 | 557
2016-07-13 15:00 | 579 | 572
2016-07-13 15:30 | 570 | 563
2016-07-13 16:00 | 624 | 619
2016-07-13 16:30 | 693 | 689
2016-07-13 17:00 | 718 | 715
2016-07-13 17:30 | 763 | 762
2016-07-13 18:00 | 648 | 646
2016-07-13 18:30 | 600 | 597
2016-07-13 19:00 | 670 | 668
2016-07-13 19:30 | 645 | 643
2016-07-13 20:00 | 632 | 628
2016-07-13 20:30 | 578 | 573
2016-07-13 21:00 | 626 | 622
2016-07-13 21:30 | 604 | 599
2016-07-13 22:00 | 594 | 587
2016-07-13 22:30 | 593 | 584
2016-07-13 23:00 | 562 | 552
2016-07-13 23:30 | 530 | 519
2016-07-14 | 456 | 434
2016-07-14 00:30 | 447 | 419
2016-07-14 01:00 | 440 | 406
2016-07-14 01:30 | 388 | 345
2016-07-14 02:00 | 340 | 297
2016-07-14 02:30 | 329 | 291
2016-07-14 03:00 | 387 | 360
2016-07-14 03:30 | 418 | 393
2016-07-14 04:00 | 447 | 425
2016-07-14 04:30 | 467 | 447
2016-07-14 05:00 | 443 | 414
2016-07-14 05:30 | 376 | 341
2016-07-14 06:00 | 471 | 457
2016-07-14 06:30 | 564 | 558
2016-07-14 07:00 | 650 | 647
2016-07-14 07:30 | 713 | 712
2016-07-14 08:00 | 602 | 598
2016-07-14 08:30 | 501 | 493
2016-07-14 09:00 | 483 | 474
2016-07-14 09:30 | 563 | 559
2016-07-14 10:00 | 614 | 611
2016-07-14 10:30 | 685 | 684
2016-07-14 11:00 | 754 | 753
2016-07-14 11:30 | 768 | 767
2016-07-14 12:00 | 765 | 763
2016-07-14 12:30 | 762 | 760
2016-07-14 13:00 | 777 | 774
2016-07-14 13:30 | 781 | 777
2016-07-14 14:00 | 770 | 766
2016-07-14 14:30 | 752 | 748
2016-07-14 15:00 | 724 | 719
2016-07-14 15:30 | 736 | 731
2016-07-14 16:00 | 795 | 792
2016-07-14 16:30 | 866 | 865
2016-07-14 17:00 | 968 | 968
2016-07-14 17:30 | 869 | 866
2016-07-14 18:00 | 796 | 791
2016-07-14 18:30 | 818 | 813
2016-07-14 19:00 | 824 | 819
2016-07-14 19:30 | 768 | 762
2016-07-14 20:00 | 775 | 770
2016-07-14 20:30 | 732 | 725
2016-07-14 21:00 | 696 | 687
2016-07-14 21:30 | 698 | 688
2016-07-14 22:00 | 691 | 682
2016-07-14 22:30 | 670 | 660
2016-07-14 23:00 | 649 | 638
2016-07-14 23:30 | 590 | 579
2016-07-15 | 516 | 498
2016-07-15 00:30 | 467 | 436
2016-07-15 01:00 | 417 | 378
2016-07-15 01:30 | 438 | 405
2016-07-15 02:00 | 506 | 479
2016-07-15 02:30 | 532 | 507
2016-07-15 03:00 | 525 | 499
2016-07-15 03:30 | 557 | 534
2016-07-15 04:00 | 557 | 534
2016-07-15 04:30 | 588 | 568
2016-07-15 05:00 | 531 | 507
2016-07-15 05:30 | 548 | 529
2016-07-15 06:00 | 522 | 510
2016-07-15 06:30 | 580 | 571
2016-07-15 07:00 | 633 | 625
2016-07-15 07:30 | 671 | 664
2016-07-15 08:00 | 724 | 719
2016-07-15 08:30 | 717 | 711
2016-07-15 09:00 | 704 | 698
2016-07-15 09:30 | 737 | 731
2016-07-15 10:00 | 767 | 762
2016-07-15 10:30 | 757 | 753
2016-07-15 11:00 | 756 | 752
2016-07-15 11:30 | 777 | 771
2016-07-15 12:00 | 795 | 789
2016-07-15 12:30 | 821 | 815
2016-07-15 13:00 | 819 | 813
2016-07-15 13:30 | 796 | 791
2016-07-15 14:00 | 811 | 808
2016-07-15 14:30 | 830 | 827
2016-07-15 15:00 | 833 | 830
2016-07-15 15:30 | 830 | 827
2016-07-15 16:00 | 859 | 856
2016-07-15 16:30 | 900 | 899
2016-07-15 17:00 | 867 | 865
2016-07-15 17:30 | 830 | 825
2016-07-15 18:00 | 792 | 786
2016-07-15 18:30 | 771 | 764
2016-07-15 19:00 | 774 | 766
2016-07-15 19:30 | 703 | 692
2016-07-15 20:00 | 656 | 644
2016-07-15 20:30 | 605 | 590
2016-07-15 21:00 | 615 | 601
2016-07-15 21:30 | 595 | 584
2016-07-15 22:00 | 569 | 561
2016-07-15 22:30 | 531 | 520
2016-07-15 23:00 | 506 | 495
2016-07-15 23:30 | 486 | 475
2016-07-16 | 434 | 421
2016-07-16 00:30 | 350 | 314
2016-07-16 01:00 | 287 | 242
2016-07-16 01:30 | 239 | 188
2016-07-16 02:00 | 232 | 177
2016-07-16 02:30 | 277 | 236
2016-07-16 03:00 | 323 | 295
2016-07-16 03:30 | 309 | 283
2016-07-16 04:00 | 308 | 280
2016-07-16 04:30 | 325 | 299
2016-07-16 05:00 | 341 | 318
2016-07-16 05:30 | 357 | 335
2016-07-16 06:00 | 365 | 344
2016-07-16 06:30 | 328 | 302
2016-07-16 07:00 | 306 | 276
2016-07-16 07:30 | 323 | 302
2016-07-16 08:00 | 335 | 322
2016-07-16 08:30 | 390 | 380
2016-07-16 09:00 | 440 | 434
2016-07-16 09:30 | 467 | 459
2016-07-16 10:00 | 499 | 493
2016-07-16 10:30 | 607 | 603
2016-07-16 11:00 | 662 | 659
2016-07-16 11:30 | 645 | 642
2016-07-16 12:00 | 626 | 623
2016-07-16 12:30 | 614 | 610
2016-07-16 13:00 | 648 | 644
2016-07-16 13:30 | 654 | 651
2016-07-16 14:00 | 662 | 659
2016-07-16 14:30 | 645 | 642
2016-07-16 15:00 | 650 | 648
2016-07-16 15:30 | 666 | 663
2016-07-16 16:00 | 679 | 676
2016-07-16 16:30 | 691 | 689
2016-07-16 17:00 | 726 | 725
2016-07-16 17:30 | 668 | 665
2016-07-16 18:00 | 600 | 596
2016-07-16 18:30 | 598 | 594
2016-07-16 19:00 | 597 | 593
2016-07-16 19:30 | 587 | 582
2016-07-16 20:00 | 513 | 506
2016-07-16 20:30 | 558 | 552
2016-07-16 21:00 | 560 | 554
2016-07-16 21:30 | 525 | 515
2016-07-16 22:00 | 473 | 457
2016-07-16 22:30 | 541 | 530
2016-07-16 23:00 | 538 | 527
2016-07-16 23:30 | 508 | 495
2016-07-17 | 458 | 442
2016-07-17 00:30 | 428 | 404
2016-07-17 01:00 | 377 | 351
2016-07-17 01:30 | 371 | 343
2016-07-17 02:00 | 399 | 374
2016-07-17 02:30 | 392 | 367
2016-07-17 03:00 | 391 | 364
2016-07-17 03:30 | 401 | 375
2016-07-17 04:00 | 434 | 412
2016-07-17 04:30 | 471 | 451
2016-07-17 05:00 | 488 | 467
2016-07-17 05:30 | 486 | 466
2016-07-17 06:00 | 459 | 437
2016-07-17 06:30 | 355 | 329
2016-07-17 07:00 | 291 | 265
2016-07-17 07:30 | 307 | 289
2016-07-17 08:00 | 321 | 307
2016-07-17 08:30 | 327 | 314
2016-07-17 09:00 | 325 | 311
2016-07-17 09:30 | 363 | 353
2016-07-17 10:00 | 367 | 358
2016-07-17 10:30 | 444 | 437
2016-07-17 11:00 | 488 | 482
2016-07-17 11:30 | 498 | 492
2016-07-17 12:00 | 450 | 442
2016-07-17 12:30 | 437 | 429
2016-07-17 13:00 | 435 | 427
2016-07-17 13:30 | 488 | 478
2016-07-17 14:00 | 470 | 460
2016-07-17 14:30 | 493 | 484
2016-07-17 15:00 | 509 | 500
2016-07-17 15:30 | 519 | 511
2016-07-17 16:00 | 491 | 483
2016-07-17 16:30 | 504 | 496
2016-07-17 17:00 | 535 | 528
2016-07-17 17:30 | 532 | 525
2016-07-17 18:00 | 588 | 582
2016-07-17 18:30 | 598 | 592
2016-07-17 19:00 | 607 | 601
2016-07-17 19:30 | 590 | 584
2016-07-17 20:00 | 576 | 568
2016-07-17 20:30 | 575 | 567
2016-07-17 21:00 | 498 | 487
2016-07-17 21:30 | 537 | 528
2016-07-17 22:00 | 515 | 504
2016-07-17 22:30 | 527 | 514
2016-07-17 23:00 | 544 | 531
2016-07-17 23:30 | 513 | 501
2016-07-18 | 472 | 454
2016-07-18 00:30 | 403 | 375
2016-07-18 01:00 | 358 | 324
2016-07-18 01:30 | 346 | 310
2016-07-18 02:00 | 332 | 293
2016-07-18 02:30 | 387 | 355
2016-07-18 03:00 | 449 | 423
2016-07-18 03:30 | 468 | 443
2016-07-18 04:00 | 463 | 437
2016-07-18 04:30 | 480 | 457
2016-07-18 05:00 | 475 | 452
2016-07-18 05:30 | 441 | 418
2016-07-18 06:00 | 472 | 458
2016-07-18 06:30 | 526 | 517
2016-07-18 07:00 | 646 | 642
2016-07-18 07:30 | 636 | 632
2016-07-18 08:00 | 618 | 612
2016-07-18 08:30 | 581 | 574
2016-07-18 09:00 | 544 | 535
2016-07-18 09:30 | 505 | 496
2016-07-18 10:00 | 519 | 509
2016-07-18 10:30 | 563 | 556
2016-07-18 11:00 | 586 | 579
2016-07-18 11:30 | 624 | 619
2016-07-18 12:00 | 636 | 631
2016-07-18 12:30 | 610 | 604
2016-07-18 13:00 | 625 | 620
2016-07-18 13:30 | 628 | 623
2016-07-18 14:00 | 628 | 623
2016-07-18 14:30 | 628 | 622
2016-07-18 15:00 | 635 | 630
2016-07-18 15:30 | 666 | 661
2016-07-18 16:00 | 719 | 715
2016-07-18 16:30 | 706 | 701
2016-07-18 17:00 | 707 | 704
2016-07-18 17:30 | 668 | 664
2016-07-18 18:00 | 695 | 692
2016-07-18 18:30 | 707 | 703
2016-07-18 19:00 | 694 | 690
2016-07-18 19:30 | 643 | 638
2016-07-18 20:00 | 677 | 672
2016-07-18 20:30 | 752 | 749
2016-07-18 21:00 | 747 | 744
2016-07-18 21:30 | 709 | 704
2016-07-18 22:00 | 644 | 637
2016-07-18 22:30 | 606 | 596
2016-07-18 23:00 | 587 | 575
2016-07-18 23:30 | 584 | 572
2016-07-19 | 523 | 508
2016-07-19 00:30 | 428 | 398
2016-07-19 01:00 | 448 | 421
2016-07-19 01:30 | 442 | 417
2016-07-19 02:00 | 428 | 395
2016-07-19 02:30 | 400 | 360
2016-07-19 03:00 | 367 | 333
2016-07-19 03:30 | 374 | 341
2016-07-19 04:00 | 377 | 343
2016-07-19 04:30 | 406 | 376
2016-07-19 05:00 | 450 | 426
2016-07-19 05:30 | 530 | 514
2016-07-19 06:00 | 558 | 542
2016-07-19 06:30 | 714 | 706
2016-07-19 07:00 | 788 | 780
2016-07-19 07:30 | 774 | 768
2016-07-19 08:00 | 759 | 754
2016-07-19 08:30 | 692 | 684
2016-07-19 09:00 | 632 | 621
2016-07-19 09:30 | 594 | 582
2016-07-19 10:00 | 621 | 611
2016-07-19 10:30 | 591 | 580
2016-07-19 11:00 | 588 | 576
2016-07-19 11:30 | 590 | 579
2016-07-19 12:00 | 561 | 548
2016-07-19 12:30 | 575 | 562
2016-07-19 13:00 | 583 | 568
2016-07-19 13:30 | 622 | 609
2016-07-19 14:00 | 638 | 626
2016-07-19 14:30 | 645 | 633
2016-07-19 15:00 | 658 | 647
2016-07-19 15:30 | 697 | 688
2016-07-19 16:00 | 723 | 714
2016-07-19 16:30 | 765 | 757
2016-07-19 17:00 | 779 | 772
2016-07-19 17:30 | 740 | 732
2016-07-19 18:00 | 799 | 793
2016-07-19 18:30 | 777 | 770
2016-07-19 19:00 | 756 | 748
2016-07-19 19:30 | 719 | 710
2016-07-19 20:00 | 713 | 703
2016-07-19 20:30 | 781 | 774
2016-07-19 21:00 | 766 | 759
2016-07-19 21:30 | 754 | 744
2016-07-19 22:00 | 743 | 732
2016-07-19 22:30 | 722 | 709
2016-07-19 23:00 | 718 | 709
2016-07-19 23:30 | 678 | 667
2016-07-20 | 577 | 560
2016-07-20 00:30 | 584 | 563
2016-07-20 01:00 | 555 | 532
2016-07-20 01:30 | 531 | 504
2016-07-20 02:00 | 459 | 428
2016-07-20 02:30 | 455 | 428
2016-07-20 03:00 | 468 | 441
2016-07-20 03:30 | 479 | 455
2016-07-20 04:00 | 484 | 460
2016-07-20 04:30 | 490 | 467
2016-07-20 05:00 | 500 | 484
2016-07-20 05:30 | 569 | 559
2016-07-20 06:00 | 578 | 568
2016-07-20 06:30 | 675 | 669
2016-07-20 07:00 | 732 | 728
2016-07-20 07:30 | 747 | 742
2016-07-20 08:00 | 687 | 678
2016-07-20 08:30 | 634 | 622
2016-07-20 09:00 | 676 | 666
2016-07-20 09:30 | 658 | 647
2016-07-20 10:00 | 624 | 611
2016-07-20 10:30 | 568 | 553
2016-07-20 11:00 | 571 | 556
2016-07-20 11:30 | 558 | 542
2016-07-20 12:00 | 568 | 553
2016-07-20 12:30 | 583 | 567
2016-07-20 13:00 | 623 | 609
2016-07-20 13:30 | 658 | 647
2016-07-20 14:00 | 652 | 641
2016-07-20 14:30 | 640 | 630
2016-07-20 15:00 | 664 | 655
2016-07-20 15:30 | 638 | 628
2016-07-20 16:00 | 762 | 756
2016-07-20 16:30 | 781 | 776
2016-07-20 17:00 | 747 | 740
2016-07-20 17:30 | 704 | 695
2016-07-20 18:00 | 687 | 677
2016-07-20 18:30 | 683 | 673
2016-07-20 19:00 | 699 | 690
2016-07-20 19:30 | 668 | 657
2016-07-20 20:00 | 677 | 667
2016-07-20 20:30 | 776 | 770
2016-07-20 21:00 | 758 | 751
2016-07-20 21:30 | 763 | 754
2016-07-20 22:00 | 724 | 711
2016-07-20 22:30 | 678 | 667
2016-07-20 23:00 | 713 | 704
2016-07-20 23:30 | 699 | 690
2016-07-21 | 638 | 622
2016-07-21 00:30 | 557 | 532
2016-07-21 01:00 | 571 | 543
2016-07-21 01:30 | 601 | 573
2016-07-21 02:00 | 607 | 580
2016-07-21 02:30 | 615 | 588
2016-07-21 03:00 | 634 | 608
2016-07-21 03:30 | 644 | 619
2016-07-21 04:00 | 692 | 670
2016-07-21 04:30 | 724 | 705
2016-07-21 05:00 | 751 | 734
2016-07-21 05:30 | 722 | 706
2016-07-21 06:00 | 708 | 696
2016-07-21 06:30 | 752 | 745
2016-07-21 07:00 | 782 | 779
2016-07-21 07:30 | 847 | 844
2016-07-21 08:00 | 829 | 826
2016-07-21 08:30 | 797 | 794
2016-07-21 09:00 | 785 | 782
2016-07-21 09:30 | 730 | 725
2016-07-21 10:00 | 704 | 699
2016-07-21 10:30 | 679 | 673
2016-07-21 11:00 | 670 | 664
2016-07-21 11:30 | 676 | 669
2016-07-21 12:00 | 679 | 673
2016-07-21 12:30 | 678 | 674
2016-07-21 13:00 | 692 | 689
2016-07-21 13:30 | 718 | 715
2016-07-21 14:00 | 754 | 752
2016-07-21 14:30 | 805 | 804
2016-07-21 15:00 | 821 | 820
2016-07-21 15:30 | 846 | 845
2016-07-21 16:00 | 883 | 880
2016-07-21 16:30 | 912 | 910
2016-07-21 17:00 | 908 | 907
2016-07-21 17:30 | 923 | 922
2016-07-21 18:00 | 889 | 888
2016-07-21 18:30 | 840 | 838
2016-07-21 19:00 | 873 | 872
2016-07-21 19:30 | 871 | 869
2016-07-21 20:00 | 860 | 858
2016-07-21 20:30 | 825 | 822
2016-07-21 21:00 | 754 | 751
2016-07-21 21:30 | 715 | 705
2016-07-21 22:00 | 690 | 678
2016-07-21 22:30 | 697 | 688
2016-07-21 23:00 | 727 | 718
2016-07-21 23:30 | 719 | 711
2016-07-22 | 678 | 668
2016-07-22 00:30 | 610 | 592
2016-07-22 01:00 | 546 | 521
2016-07-22 01:30 | 488 | 456
2016-07-22 02:00 | 444 | 410
2016-07-22 02:30 | 445 | 411
2016-07-22 03:00 | 473 | 442
2016-07-22 03:30 | 529 | 504
2016-07-22 04:00 | 543 | 519
2016-07-22 04:30 | 561 | 539
2016-07-22 05:00 | 587 | 568
2016-07-22 05:30 | 608 | 592
2016-07-22 06:00 | 716 | 704
2016-07-22 06:30 | 781 | 774
2016-07-22 07:00 | 827 | 822
2016-07-22 07:30 | 854 | 851
2016-07-22 08:00 | 832 | 828
2016-07-22 08:30 | 803 | 798
2016-07-22 09:00 | 760 | 754
2016-07-22 09:30 | 717 | 710
2016-07-22 10:00 | 705 | 698
2016-07-22 10:30 | 688 | 682
2016-07-22 11:00 | 694 | 689
2016-07-22 11:30 | 698 | 694
2016-07-22 12:00 | 741 | 738
2016-07-22 12:30 | 738 | 734
2016-07-22 13:00 | 715 | 711
2016-07-22 13:30 | 710 | 705
2016-07-22 14:00 | 798 | 796
2016-07-22 14:30 | 848 | 846
2016-07-22 15:00 | 859 | 856
2016-07-22 15:30 | 882 | 880
2016-07-22 16:00 | 912 | 910
2016-07-22 16:30 | 916 | 914
2016-07-22 17:00 | 924 | 920
2016-07-22 17:30 | 895 | 891
2016-07-22 18:00 | 873 | 869
2016-07-22 18:30 | 861 | 857
2016-07-22 19:00 | 923 | 920
2016-07-22 19:30 | 930 | 926
2016-07-22 20:00 | 887 | 883
2016-07-22 20:30 | 893 | 888
2016-07-22 21:00 | 886 | 883
2016-07-22 21:30 | 839 | 834
2016-07-22 22:00 | 786 | 779
2016-07-22 22:30 | 819 | 811
2016-07-22 23:00 | 841 | 832
2016-07-22 23:30 | 826 | 817
2016-07-23 | 749 | 737
2016-07-23 00:30 | 694 | 676
2016-07-23 01:00 | 627 | 603
2016-07-23 01:30 | 576 | 548
2016-07-23 02:00 | 546 | 515
2016-07-23 02:30 | 517 | 482
2016-07-23 03:00 | 520 | 486
2016-07-23 03:30 | 612 | 586
2016-07-23 04:00 | 667 | 645
2016-07-23 04:30 | 685 | 664
2016-07-23 05:00 | 632 | 608
2016-07-23 05:30 | 590 | 564
2016-07-23 06:00 | 579 | 552
2016-07-23 06:30 | 551 | 527
2016-07-23 07:00 | 532 | 511
2016-07-23 07:30 | 604 | 589
2016-07-23 08:00 | 589 | 575
2016-07-23 08:30 | 612 | 600
2016-07-23 09:00 | 658 | 648
2016-07-23 09:30 | 634 | 623
2016-07-23 10:00 | 595 | 582
2016-07-23 10:30 | 618 | 607
2016-07-23 11:00 | 648 | 637
2016-07-23 11:30 | 656 | 646
2016-07-23 12:00 | 642 | 631
2016-07-23 12:30 | 627 | 615
2016-07-23 13:00 | 596 | 583
2016-07-23 13:30 | 594 | 580
2016-07-23 14:00 | 543 | 527
2016-07-23 14:30 | 528 | 511
2016-07-23 15:00 | 564 | 550
2016-07-23 15:30 | 620 | 608
2016-07-23 16:00 | 581 | 567
2016-07-23 16:30 | 618 | 606
2016-07-23 17:00 | 652 | 642
2016-07-23 17:30 | 666 | 659
2016-07-23 18:00 | 569 | 560
2016-07-23 18:30 | 582 | 573
2016-07-23 19:00 | 611 | 603
2016-07-23 19:30 | 584 | 574
2016-07-23 20:00 | 587 | 579
2016-07-23 20:30 | 550 | 540
2016-07-23 21:00 | 566 | 556
2016-07-23 21:30 | 574 | 562
2016-07-23 22:00 | 564 | 549
2016-07-23 22:30 | 558 | 542
2016-07-23 23:00 | 575 | 560
2016-07-23 23:30 | 550 | 535
2016-07-24 | 523 | 505
2016-07-24 00:30 | 486 | 457
2016-07-24 01:00 | 505 | 474
2016-07-24 01:30 | 457 | 417
2016-07-24 02:00 | 396 | 348
2016-07-24 02:30 | 361 | 306
2016-07-24 03:00 | 375 | 322
2016-07-24 03:30 | 444 | 404
2016-07-24 04:00 | 477 | 440
2016-07-24 04:30 | 462 | 425
2016-07-24 05:00 | 427 | 387
2016-07-24 05:30 | 428 | 389
2016-07-24 06:00 | 448 | 414
2016-07-24 06:30 | 379 | 344
2016-07-24 07:00 | 396 | 371
2016-07-24 07:30 | 410 | 391
2016-07-24 08:00 | 340 | 318
2016-07-24 08:30 | 334 | 314
2016-07-24 09:00 | 339 | 320
2016-07-24 09:30 | 306 | 282
2016-07-24 10:00 | 300 | 275
2016-07-24 10:30 | 288 | 261
2016-07-24 11:00 | 285 | 258
2016-07-24 11:30 | 287 | 259
2016-07-24 12:00 | 286 | 256
2016-07-24 12:30 | 296 | 260
2016-07-24 13:00 | 296 | 261
2016-07-24 13:30 | 299 | 264
2016-07-24 14:00 | 312 | 269
2016-07-24 14:30 | 334 | 296
2016-07-24 15:00 | 343 | 307
2016-07-24 15:30 | 417 | 392
2016-07-24 16:00 | 495 | 477
2016-07-24 16:30 | 495 | 477
2016-07-24 17:00 | 521 | 506
2016-07-24 17:30 | 500 | 484
2016-07-24 18:00 | 491 | 479
2016-07-24 18:30 | 525 | 515
2016-07-24 19:00 | 519 | 508
2016-07-24 19:30 | 477 | 463
2016-07-24 20:00 | 509 | 497
2016-07-24 20:30 | 495 | 482
2016-07-24 21:00 | 504 | 492
2016-07-24 21:30 | 519 | 505
2016-07-24 22:00 | 533 | 518
2016-07-24 22:30 | 631 | 620
2016-07-24 23:00 | 676 | 665
2016-07-24 23:30 | 629 | 613
2016-07-25 | 608 | 588
2016-07-25 00:30 | 581 | 554
2016-07-25 01:00 | 515 | 482
2016-07-25 01:30 | 463 | 429
2016-07-25 02:00 | 409 | 375
2016-07-25 02:30 | 395 | 357
2016-07-25 03:00 | 415 | 375
2016-07-25 03:30 | 494 | 465
2016-07-25 04:00 | 504 | 476
2016-07-25 04:30 | 500 | 473
2016-07-25 05:00 | 501 | 475
2016-07-25 05:30 | 501 | 477
2016-07-25 06:00 | 593 | 581
2016-07-25 06:30 | 665 | 659
2016-07-25 07:00 | 726 | 722
2016-07-25 07:30 | 772 | 770
2016-07-25 08:00 | 713 | 708
2016-07-25 08:30 | 614 | 605
2016-07-25 09:00 | 587 | 576
2016-07-25 09:30 | 541 | 527
2016-07-25 10:00 | 575 | 563
2016-07-25 10:30 | 548 | 536
2016-07-25 11:00 | 543 | 530
2016-07-25 11:30 | 510 | 496
2016-07-25 12:00 | 491 | 474
2016-07-25 12:30 | 494 | 478
2016-07-25 13:00 | 491 | 474
2016-07-25 13:30 | 522 | 509
2016-07-25 14:00 | 544 | 532
2016-07-25 14:30 | 568 | 557
2016-07-25 15:00 | 597 | 588
2016-07-25 15:30 | 658 | 651
2016-07-25 16:00 | 714 | 708
2016-07-25 16:30 | 773 | 768
2016-07-25 17:00 | 836 | 832
2016-07-25 17:30 | 834 | 831
2016-07-25 18:00 | 839 | 837
2016-07-25 18:30 | 831 | 829
2016-07-25 19:00 | 821 | 819
2016-07-25 19:30 | 789 | 787
2016-07-25 20:00 | 798 | 795
2016-07-25 20:30 | 788 | 785
2016-07-25 21:00 | 809 | 807
2016-07-25 21:30 | 826 | 822
2016-07-25 22:00 | 776 | 769
2016-07-25 22:30 | 765 | 757
2016-07-25 23:00 | 741 | 733
2016-07-25 23:30 | 705 | 697
2016-07-26 | 666 | 656
2016-07-26 00:30 | 623 | 605
2016-07-26 01:00 | 555 | 527
2016-07-26 01:30 | 487 | 452
2016-07-26 02:00 | 443 | 401
2016-07-26 02:30 | 425 | 379
2016-07-26 03:00 | 441 | 398
2016-07-26 03:30 | 480 | 443
2016-07-26 04:00 | 499 | 465
2016-07-26 04:30 | 527 | 497
2016-07-26 05:00 | 532 | 504
2016-07-26 05:30 | 574 | 552
2016-07-26 06:00 | 622 | 609
2016-07-26 06:30 | 704 | 697
2016-07-26 07:00 | 803 | 799
2016-07-26 07:30 | 813 | 810
2016-07-26 08:00 | 763 | 759
2016-07-26 08:30 | 739 | 734
2016-07-26 09:00 | 684 | 678
2016-07-26 09:30 | 661 | 655
2016-07-26 10:00 | 647 | 640
2016-07-26 10:30 | 660 | 654
2016-07-26 11:00 | 639 | 632
2016-07-26 11:30 | 589 | 579
2016-07-26 12:00 | 534 | 523
2016-07-26 12:30 | 566 | 556
2016-07-26 13:00 | 587 | 578
2016-07-26 13:30 | 614 | 605
2016-07-26 14:00 | 602 | 592
2016-07-26 14:30 | 643 | 635
2016-07-26 15:00 | 665 | 657
2016-07-26 15:30 | 679 | 672
2016-07-26 16:00 | 739 | 733
2016-07-26 16:30 | 802 | 798
2016-07-26 17:00 | 893 | 891
2016-07-26 17:30 | 917 | 916
2016-07-26 18:00 | 904 | 904
2016-07-26 18:30 | 900 | 899
2016-07-26 19:00 | 897 | 895
2016-07-26 19:30 | 870 | 868
2016-07-26 20:00 | 822 | 820
2016-07-26 20:30 | 824 | 822
2016-07-26 21:00 | 791 | 789
2016-07-26 21:30 | 817 | 814
2016-07-26 22:00 | 779 | 773
2016-07-26 22:30 | 812 | 804
2016-07-26 23:00 | 797 | 788
2016-07-26 23:30 | 746 | 736
2016-07-27 | 690 | 682
2016-07-27 00:30 | 650 | 637
2016-07-27 01:00 | 584 | 561
2016-07-27 01:30 | 509 | 476
2016-07-27 02:00 | 454 | 412
2016-07-27 02:30 | 427 | 393
2016-07-27 03:00 | 465 | 435
2016-07-27 03:30 | 494 | 460
2016-07-27 04:00 | 509 | 476
2016-07-27 04:30 | 522 | 491
2016-07-27 05:00 | 531 | 502
2016-07-27 05:30 | 632 | 613
2016-07-27 06:00 | 720 | 706
2016-07-27 06:30 | 794 | 787
2016-07-27 07:00 | 885 | 882
2016-07-27 07:30 | 925 | 924
2016-07-27 08:00 | 894 | 893
2016-07-27 08:30 | 854 | 852
2016-07-27 09:00 | 863 | 861
2016-07-27 09:30 | 847 | 844
2016-07-27 10:00 | 812 | 809
2016-07-27 10:30 | 823 | 820
2016-07-27 11:00 | 850 | 848
2016-07-27 11:30 | 858 | 856
2016-07-27 12:00 | 808 | 805
2016-07-27 12:30 | 761 | 757
2016-07-27 13:00 | 745 | 741
2016-07-27 13:30 | 758 | 754
2016-07-27 14:00 | 761 | 757
2016-07-27 14:30 | 739 | 733
2016-07-27 15:00 | 710 | 704
2016-07-27 15:30 | 720 | 714
2016-07-27 16:00 | 751 | 746
2016-07-27 16:30 | 773 | 769
2016-07-27 17:00 | 832 | 829
2016-07-27 17:30 | 853 | 851
2016-07-27 18:00 | 815 | 813
2016-07-27 18:30 | 715 | 713
2016-07-27 19:00 | 754 | 753
2016-07-27 19:30 | 829 | 828
2016-07-27 20:00 | 830 | 829
2016-07-27 20:30 | 867 | 866
2016-07-27 21:00 | 880 | 879
2016-07-27 21:30 | 846 | 842
2016-07-27 22:00 | 797 | 790
2016-07-27 22:30 | 798 | 791
2016-07-27 23:00 | 783 | 776
2016-07-27 23:30 | 756 | 748
2016-07-28 | 698 | 686
2016-07-28 00:30 | 631 | 611
2016-07-28 01:00 | 556 | 529
2016-07-28 01:30 | 483 | 448
2016-07-28 02:00 | 433 | 391
2016-07-28 02:30 | 404 | 358
2016-07-28 03:00 | 420 | 376
2016-07-28 03:30 | 419 | 375
2016-07-28 04:00 | 422 | 378
2016-07-28 04:30 | 521 | 493
2016-07-28 05:00 | 554 | 530
2016-07-28 05:30 | 662 | 646
2016-07-28 06:00 | 685 | 673
2016-07-28 06:30 | 791 | 785
2016-07-28 07:00 | 914 | 910
2016-07-28 07:30 | 940 | 940
2016-07-28 08:00 | 887 | 886
2016-07-28 08:30 | 797 | 795
2016-07-28 09:00 | 677 | 674
2016-07-28 09:30 | 607 | 603
2016-07-28 10:00 | 537 | 532
2016-07-28 10:30 | 509 | 501
2016-07-28 11:00 | 447 | 436
2016-07-28 11:30 | 416 | 403
2016-07-28 12:00 | 418 | 406
2016-07-28 12:30 | 412 | 398
2016-07-28 13:00 | 402 | 388
2016-07-28 13:30 | 427 | 414
2016-07-28 14:00 | 447 | 435
2016-07-28 14:30 | 457 | 447
2016-07-28 15:00 | 513 | 505
2016-07-28 15:30 | 538 | 531
2016-07-28 16:00 | 570 | 563
2016-07-28 16:30 | 626 | 622
2016-07-28 17:00 | 660 | 656
2016-07-28 17:30 | 715 | 712
2016-07-28 18:00 | 752 | 750
2016-07-28 18:30 | 803 | 802
2016-07-28 19:00 | 814 | 813
2016-07-28 19:30 | 796 | 794
2016-07-28 20:00 | 834 | 833
2016-07-28 20:30 | 857 | 856
2016-07-28 21:00 | 800 | 798
2016-07-28 21:30 | 733 | 730
2016-07-28 22:00 | 673 | 665
2016-07-28 22:30 | 790 | 786
2016-07-28 23:00 | 744 | 740
2016-07-28 23:30 | 686 | 677
2016-07-29 | 598 | 583
2016-07-29 00:30 | 545 | 510
2016-07-29 01:00 | 482 | 438
2016-07-29 01:30 | 403 | 356
2016-07-29 02:00 | 358 | 303
2016-07-29 02:30 | 330 | 286
2016-07-29 03:00 | 350 | 316
2016-07-29 03:30 | 354 | 321
2016-07-29 04:00 | 383 | 354
2016-07-29 04:30 | 407 | 382
2016-07-29 05:00 | 400 | 375
2016-07-29 05:30 | 479 | 464
2016-07-29 06:00 | 587 | 579
2016-07-29 06:30 | 728 | 725
2016-07-29 07:00 | 875 | 874
2016-07-29 07:30 | 827 | 826
2016-07-29 08:00 | 757 | 755
2016-07-29 08:30 | 651 | 647
2016-07-29 09:00 | 557 | 550
2016-07-29 09:30 | 461 | 449
2016-07-29 10:00 | 414 | 400
2016-07-29 10:30 | 476 | 466
2016-07-29 11:00 | 452 | 439
2016-07-29 11:30 | 426 | 412
2016-07-29 12:00 | 464 | 452
2016-07-29 12:30 | 481 | 470
2016-07-29 13:00 | 479 | 467
2016-07-29 13:30 | 493 | 482
2016-07-29 14:00 | 533 | 524
2016-07-29 14:30 | 560 | 552
2016-07-29 15:00 | 583 | 576
2016-07-29 15:30 | 583 | 576
2016-07-29 16:00 | 636 | 631
2016-07-29 16:30 | 711 | 707
2016-07-29 17:00 | 769 | 767
2016-07-29 17:30 | 715 | 712
2016-07-29 18:00 | 595 | 588
2016-07-29 18:30 | 541 | 532
2016-07-29 19:00 | 601 | 595
2016-07-29 19:30 | 598 | 592
2016-07-29 20:00 | 633 | 629
2016-07-29 20:30 | 692 | 689
2016-07-29 21:00 | 683 | 679
2016-07-29 21:30 | 694 | 689
2016-07-29 22:00 | 686 | 680
2016-07-29 22:30 | 772 | 765
2016-07-29 23:00 | 742 | 732
2016-07-29 23:30 | 682 | 671
2016-07-30 | 647 | 634
2016-07-30 00:30 | 621 | 604
2016-07-30 01:00 | 634 | 614
2016-07-30 01:30 | 616 | 595
2016-07-30 02:00 | 612 | 591
2016-07-30 02:30 | 602 | 580
2016-07-30 03:00 | 616 | 594
2016-07-30 03:30 | 620 | 599
2016-07-30 04:00 | 610 | 588
2016-07-30 04:30 | 612 | 590
2016-07-30 05:00 | 608 | 586
2016-07-30 05:30 | 639 | 621
2016-07-30 06:00 | 687 | 674
2016-07-30 06:30 | 727 | 718
2016-07-30 07:00 | 794 | 790
2016-07-30 07:30 | 763 | 760
2016-07-30 08:00 | 723 | 719
2016-07-30 08:30 | 697 | 693
2016-07-30 09:00 | 678 | 674
2016-07-30 09:30 | 634 | 628
2016-07-30 10:00 | 545 | 536
2016-07-30 10:30 | 516 | 506
2016-07-30 11:00 | 491 | 479
2016-07-30 11:30 | 534 | 519
2016-07-30 12:00 | 479 | 461
2016-07-30 12:30 | 449 | 429
2016-07-30 13:00 | 452 | 431
2016-07-30 13:30 | 463 | 443
2016-07-30 14:00 | 485 | 467
2016-07-30 14:30 | 483 | 465
2016-07-30 15:00 | 518 | 503
2016-07-30 15:30 | 548 | 534
2016-07-30 16:00 | 593 | 582
2016-07-30 16:30 | 630 | 620
2016-07-30 17:00 | 707 | 700
2016-07-30 17:30 | 739 | 734
2016-07-30 18:00 | 723 | 717
2016-07-30 18:30 | 694 | 691
2016-07-30 19:00 | 733 | 731
2016-07-30 19:30 | 763 | 761
2016-07-30 20:00 | 739 | 736
2016-07-30 20:30 | 784 | 782
2016-07-30 21:00 | 812 | 810
2016-07-30 21:30 | 769 | 765
2016-07-30 22:00 | 754 | 748
2016-07-30 22:30 | 820 | 816
2016-07-30 23:00 | 781 | 775
2016-07-30 23:30 | 713 | 707
2016-07-31 | 689 | 680
2016-07-31 00:30 | 716 | 704
2016-07-31 01:00 | 722 | 706
2016-07-31 01:30 | 674 | 656
2016-07-31 02:00 | 605 | 582
2016-07-31 02:30 | 571 | 545
2016-07-31 03:00 | 587 | 562
2016-07-31 03:30 | 595 | 571
2016-07-31 04:00 | 589 | 564
2016-07-31 04:30 | 571 | 545
2016-07-31 05:00 | 560 | 533
2016-07-31 05:30 | 567 | 542
2016-07-31 06:00 | 592 | 569
2016-07-31 06:30 | 574 | 553
2016-07-31 07:00 | 599 | 578
2016-07-31 07:30 | 654 | 640
2016-07-31 08:00 | 634 | 620
2016-07-31 08:30 | 570 | 551
2016-07-31 09:00 | 511 | 489
2016-07-31 09:30 | 471 | 444
2016-07-31 10:00 | 438 | 410
2016-07-31 10:30 | 418 | 393
2016-07-31 11:00 | 385 | 355
2016-07-31 11:30 | 415 | 390
2016-07-31 12:00 | 454 | 426
2016-07-31 12:30 | 471 | 443
2016-07-31 13:00 | 459 | 430
2016-07-31 13:30 | 473 | 440
2016-07-31 14:00 | 477 | 452
2016-07-31 14:30 | 500 | 482
2016-07-31 15:00 | 534 | 519
2016-07-31 15:30 | 581 | 569
2016-07-31 16:00 | 604 | 593
2016-07-31 16:30 | 591 | 579
2016-07-31 17:00 | 607 | 599
2016-07-31 17:30 | 638 | 633
2016-07-31 18:00 | 658 | 653
2016-07-31 18:30 | 697 | 694
2016-07-31 19:00 | 713 | 710
2016-07-31 19:30 | 688 | 686
2016-07-31 20:00 | 721 | 719
2016-07-31 20:30 | 775 | 773
2016-07-31 21:00 | 771 | 770
2016-07-31 21:30 | 722 | 718
2016-07-31 22:00 | 694 | 687
2016-07-31 22:30 | 781 | 776
2016-07-31 23:00 | 766 | 760
2016-07-31 23:30 | 721 | 710
2016-08-01 | 667 | 654
2016-08-01 00:30 | 705 | 690
2016-08-01 01:00 | 700 | 684
2016-08-01 01:30 | 653 | 634
2016-08-01 02:00 | 607 | 585
2016-08-01 02:30 | 581 | 557
2016-08-01 03:00 | 585 | 562
2016-08-01 03:30 | 671 | 653
2016-08-01 04:00 | 703 | 687
2016-08-01 04:30 | 703 | 690
2016-08-01 05:00 | 718 | 707
2016-08-01 05:30 | 686 | 675
2016-08-01 06:00 | 752 | 746
2016-08-01 06:30 | 891 | 890
2016-08-01 07:00 | 837 | 837
2016-08-01 07:30 | 862 | 861
2016-08-01 08:00 | 767 | 767
2016-08-01 08:30 | 682 | 680
2016-08-01 09:00 | 639 | 634
2016-08-01 09:30 | 616 | 610
2016-08-01 10:00 | 569 | 562
2016-08-01 10:30 | 529 | 521
2016-08-01 11:00 | 499 | 491
2016-08-01 11:30 | 523 | 516
2016-08-01 12:00 | 514 | 506
2016-08-01 12:30 | 519 | 512
2016-08-01 13:00 | 531 | 524
2016-08-01 13:30 | 560 | 555
2016-08-01 14:00 | 615 | 612
2016-08-01 14:30 | 642 | 639
2016-08-01 15:00 | 693 | 690
2016-08-01 15:30 | 711 | 708
2016-08-01 16:00 | 747 | 745
2016-08-01 16:30 | 815 | 814
2016-08-01 17:00 | 875 | 874
2016-08-01 17:30 | 865 | 865
2016-08-01 18:00 | 949 | 949
2016-08-01 18:30 | 955 | 954
2016-08-01 19:00 | 920 | 919
2016-08-01 19:30 | 863 | 862
2016-08-01 20:00 | 848 | 847
2016-08-01 20:30 | 843 | 842
2016-08-01 21:00 | 839 | 838
2016-08-01 21:30 | 802 | 801
2016-08-01 22:00 | 768 | 764
2016-08-01 22:30 | 875 | 872
2016-08-01 23:00 | 841 | 837
2016-08-01 23:30 | 782 | 778
2016-08-02 | 713 | 706
2016-08-02 00:30 | 718 | 706
2016-08-02 01:00 | 648 | 631
2016-08-02 01:30 | 585 | 564
2016-08-02 02:00 | 541 | 520
2016-08-02 02:30 | 533 | 510
2016-08-02 03:00 | 557 | 535
2016-08-02 03:30 | 551 | 529
2016-08-02 04:00 | 577 | 558
2016-08-02 04:30 | 510 | 486
2016-08-02 05:00 | 472 | 445
2016-08-02 05:30 | 577 | 561
2016-08-02 06:00 | 696 | 689
2016-08-02 06:30 | 816 | 814
2016-08-02 07:00 | 862 | 861
2016-08-02 07:30 | 860 | 860
2016-08-02 08:00 | 845 | 845
2016-08-02 08:30 | 793 | 792
2016-08-02 09:00 | 743 | 741
2016-08-02 09:30 | 722 | 719
2016-08-02 10:00 | 722 | 720
2016-08-02 10:30 | 693 | 690
2016-08-02 11:00 | 699 | 697
2016-08-02 11:30 | 741 | 740
2016-08-02 12:00 | 757 | 756
2016-08-02 12:30 | 756 | 754
2016-08-02 13:00 | 764 | 763
2016-08-02 13:30 | 762 | 761
2016-08-02 14:00 | 758 | 757
2016-08-02 14:30 | 762 | 760
2016-08-02 15:00 | 756 | 754
2016-08-02 15:30 | 757 | 755
2016-08-02 16:00 | 817 | 816
2016-08-02 16:30 | 857 | 856
2016-08-02 17:00 | 887 | 887
2016-08-02 17:30 | 836 | 836
2016-08-02 18:00 | 844 | 844
2016-08-02 18:30 | 842 | 842
2016-08-02 19:00 | 860 | 860
2016-08-02 19:30 | 801 | 800
2016-08-02 20:00 | 784 | 783
2016-08-02 20:30 | 755 | 755
2016-08-02 21:00 | 712 | 711
2016-08-02 21:30 | 705 | 700
2016-08-02 22:00 | 640 | 627
2016-08-02 22:30 | 681 | 669
2016-08-02 23:00 | 782 | 775
2016-08-02 23:30 | 746 | 740
2016-08-03 | 624 | 614
2016-08-03 00:30 | 561 | 544
2016-08-03 01:00 | 508 | 485
2016-08-03 01:30 | 475 | 448
2016-08-03 02:00 | 459 | 430
2016-08-03 02:30 | 471 | 443
2016-08-03 03:00 | 465 | 435
2016-08-03 03:30 | 454 | 423
2016-08-03 04:00 | 398 | 362
2016-08-03 04:30 | 382 | 351
2016-08-03 05:00 | 367 | 339
2016-08-03 05:30 | 422 | 407
2016-08-03 06:00 | 547 | 541
2016-08-03 06:30 | 745 | 744
2016-08-03 07:00 | 819 | 818
2016-08-03 07:30 | 846 | 845
2016-08-03 08:00 | 821 | 821
2016-08-03 08:30 | 740 | 739
2016-08-03 09:00 | 659 | 656
2016-08-03 09:30 | 611 | 608
2016-08-03 10:00 | 573 | 570
2016-08-03 10:30 | 530 | 526
2016-08-03 11:00 | 523 | 519
2016-08-03 11:30 | 513 | 509
2016-08-03 12:00 | 490 | 485
2016-08-03 12:30 | 470 | 464
2016-08-03 13:00 | 479 | 474
2016-08-03 13:30 | 501 | 497
2016-08-03 14:00 | 518 | 514
2016-08-03 14:30 | 546 | 542
2016-08-03 15:00 | 586 | 584
2016-08-03 15:30 | 634 | 632
2016-08-03 16:00 | 662 | 661
2016-08-03 16:30 | 700 | 699
2016-08-03 17:00 | 715 | 714
2016-08-03 17:30 | 718 | 718
2016-08-03 18:00 | 780 | 780
2016-08-03 18:30 | 830 | 830
2016-08-03 19:00 | 855 | 855
2016-08-03 19:30 | 827 | 827
2016-08-03 20:00 | 816 | 816
2016-08-03 20:30 | 791 | 791
2016-08-03 21:00 | 762 | 761
2016-08-03 21:30 | 743 | 739
2016-08-03 22:00 | 749 | 744
2016-08-03 22:30 | 858 | 857
2016-08-03 23:00 | 855 | 853
2016-08-03 23:30 | 821 | 819
2016-08-04 | 731 | 728
2016-08-04 00:30 | 645 | 634
2016-08-04 01:00 | 569 | 552
2016-08-04 01:30 | 504 | 481
2016-08-04 02:00 | 446 | 421
2016-08-04 02:30 | 460 | 439
2016-08-04 03:00 | 457 | 435
2016-08-04 03:30 | 459 | 437
2016-08-04 04:00 | 463 | 443
2016-08-04 04:30 | 471 | 451
2016-08-04 05:00 | 475 | 456
2016-08-04 05:30 | 519 | 505
2016-08-04 06:00 | 590 | 583
2016-08-04 06:30 | 764 | 762
2016-08-04 07:00 | 819 | 817
2016-08-04 07:30 | 833 | 832
2016-08-04 08:00 | 775 | 773
2016-08-04 08:30 | 692 | 688
2016-08-04 09:00 | 567 | 558
2016-08-04 09:30 | 543 | 533
2016-08-04 10:00 | 580 | 573
2016-08-04 10:30 | 549 | 541
2016-08-04 11:00 | 508 | 498
2016-08-04 11:30 | 473 | 460
2016-08-04 12:00 | 491 | 479
2016-08-04 12:30 | 492 | 480
2016-08-04 13:00 | 512 | 501
2016-08-04 13:30 | 535 | 525
2016-08-04 14:00 | 574 | 566
2016-08-04 14:30 | 580 | 573
2016-08-04 15:00 | 609 | 603
2016-08-04 15:30 | 649 | 643
2016-08-04 16:00 | 656 | 651
2016-08-04 16:30 | 712 | 708
2016-08-04 17:00 | 693 | 689
2016-08-04 17:30 | 674 | 669
2016-08-04 18:00 | 724 | 721
2016-08-04 18:30 | 763 | 761
2016-08-04 19:00 | 772 | 771
2016-08-04 19:30 | 793 | 792
2016-08-04 20:00 | 777 | 776
2016-08-04 20:30 | 748 | 746
2016-08-04 21:00 | 686 | 682
2016-08-04 21:30 | 695 | 691
2016-08-04 22:00 | 729 | 725
2016-08-04 22:30 | 714 | 709
2016-08-04 23:00 | 698 | 692
2016-08-04 23:30 | 694 | 689
2016-08-05 | 665 | 655
2016-08-05 00:30 | 585 | 567
2016-08-05 01:00 | 517 | 491
2016-08-05 01:30 | 448 | 414
2016-08-05 02:00 | 404 | 370
2016-08-05 02:30 | 393 | 368
2016-08-05 03:00 | 412 | 390
2016-08-05 03:30 | 405 | 377
2016-08-05 04:00 | 407 | 376
2016-08-05 04:30 | 423 | 396
2016-08-05 05:00 | 438 | 415
2016-08-05 05:30 | 511 | 499
2016-08-05 06:00 | 630 | 627
2016-08-05 06:30 | 764 | 762
2016-08-05 07:00 | 830 | 827
2016-08-05 07:30 | 819 | 818
2016-08-05 08:00 | 740 | 738
2016-08-05 08:30 | 661 | 657
2016-08-05 09:00 | 584 | 578
2016-08-05 09:30 | 537 | 530
2016-08-05 10:00 | 555 | 549
2016-08-05 10:30 | 496 | 489
2016-08-05 11:00 | 528 | 522
2016-08-05 11:30 | 520 | 513
2016-08-05 12:00 | 517 | 511
2016-08-05 12:30 | 491 | 483
2016-08-05 13:00 | 489 | 481
2016-08-05 13:30 | 493 | 484
2016-08-05 14:00 | 490 | 481
2016-08-05 14:30 | 491 | 482
2016-08-05 15:00 | 507 | 499
2016-08-05 15:30 | 545 | 538
2016-08-05 16:00 | 607 | 604
2016-08-05 16:30 | 614 | 612
2016-08-05 17:00 | 675 | 674
2016-08-05 17:30 | 660 | 659
2016-08-05 18:00 | 677 | 675
2016-08-05 18:30 | 696 | 694
2016-08-05 19:00 | 722 | 721
2016-08-05 19:30 | 695 | 694
2016-08-05 20:00 | 693 | 692
2016-08-05 20:30 | 689 | 688
2016-08-05 21:00 | 663 | 661
2016-08-05 21:30 | 625 | 619
2016-08-05 22:00 | 602 | 591
2016-08-05 22:30 | 672 | 662
2016-08-05 23:00 | 667 | 655
2016-08-05 23:30 | 634 | 622
2016-08-06 | 585 | 572
2016-08-06 00:30 | 572 | 555
2016-08-06 01:00 | 526 | 503
2016-08-06 01:30 | 453 | 421
2016-08-06 02:00 | 405 | 366
2016-08-06 02:30 | 382 | 347
2016-08-06 03:00 | 369 | 334
2016-08-06 03:30 | 371 | 337
2016-08-06 04:00 | 376 | 343
2016-08-06 04:30 | 384 | 352
2016-08-06 05:00 | 401 | 372
2016-08-06 05:30 | 411 | 383
2016-08-06 06:00 | 447 | 424
2016-08-06 06:30 | 541 | 525
2016-08-06 07:00 | 599 | 586
2016-08-06 07:30 | 606 | 594
2016-08-06 08:00 | 570 | 556
2016-08-06 08:30 | 554 | 539
2016-08-06 09:00 | 515 | 497
2016-08-06 09:30 | 462 | 438
2016-08-06 10:00 | 450 | 425
2016-08-06 10:30 | 424 | 395
2016-08-06 11:00 | 430 | 403
2016-08-06 11:30 | 448 | 424
2016-08-06 12:00 | 432 | 405
2016-08-06 12:30 | 401 | 371
2016-08-06 13:00 | 390 | 359
2016-08-06 13:30 | 394 | 363
2016-08-06 14:00 | 395 | 365
2016-08-06 14:30 | 389 | 358
2016-08-06 15:00 | 404 | 381
2016-08-06 15:30 | 443 | 426
2016-08-06 16:00 | 491 | 477
2016-08-06 16:30 | 515 | 503
2016-08-06 17:00 | 549 | 539
2016-08-06 17:30 | 559 | 549
2016-08-06 18:00 | 510 | 504
2016-08-06 18:30 | 504 | 500
2016-08-06 19:00 | 538 | 536
2016-08-06 19:30 | 535 | 533
2016-08-06 20:00 | 593 | 591
2016-08-06 20:30 | 613 | 611
2016-08-06 21:00 | 621 | 620
2016-08-06 21:30 | 635 | 632
2016-08-06 22:00 | 596 | 589
2016-08-06 22:30 | 654 | 645
2016-08-06 23:00 | 692 | 683
2016-08-06 23:30 | 659 | 648
2016-08-07 | 604 | 590
2016-08-07 00:30 | 554 | 532
2016-08-07 01:00 | 519 | 493
2016-08-07 01:30 | 465 | 433
2016-08-07 02:00 | 397 | 354
2016-08-07 02:30 | 368 | 329
2016-08-07 03:00 | 380 | 342
2016-08-07 03:30 | 376 | 327
2016-08-07 04:00 | 373 | 323
2016-08-07 04:30 | 423 | 384
2016-08-07 05:00 | 458 | 424
2016-08-07 05:30 | 449 | 414
2016-08-07 06:00 | 460 | 435
2016-08-07 06:30 | 510 | 490
2016-08-07 07:00 | 531 | 512
2016-08-07 07:30 | 497 | 481
2016-08-07 08:00 | 512 | 499
2016-08-07 08:30 | 542 | 531
2016-08-07 09:00 | 533 | 521
2016-08-07 09:30 | 481 | 466
2016-08-07 10:00 | 407 | 384
2016-08-07 10:30 | 395 | 373
2016-08-07 11:00 | 375 | 352
2016-08-07 11:30 | 344 | 319
2016-08-07 12:00 | 324 | 305
2016-08-07 12:30 | 314 | 293
2016-08-07 13:00 | 309 | 291
2016-08-07 13:30 | 306 | 293
2016-08-07 14:00 | 332 | 319
2016-08-07 14:30 | 357 | 333
2016-08-07 15:00 | 387 | 367
2016-08-07 15:30 | 431 | 414
2016-08-07 16:00 | 503 | 492
2016-08-07 16:30 | 584 | 576
2016-08-07 17:00 | 654 | 649
2016-08-07 17:30 | 648 | 645
2016-08-07 18:00 | 626 | 623
2016-08-07 18:30 | 667 | 664
2016-08-07 19:00 | 684 | 682
2016-08-07 19:30 | 666 | 663
2016-08-07 20:00 | 658 | 655
2016-08-07 20:30 | 671 | 668
2016-08-07 21:00 | 662 | 658
2016-08-07 21:30 | 701 | 697
2016-08-07 22:00 | 654 | 647
2016-08-07 22:30 | 680 | 670
2016-08-07 23:00 | 680 | 670
2016-08-07 23:30 | 642 | 631
2016-08-08 | 569 | 554
2016-08-08 00:30 | 546 | 525
2016-08-08 01:00 | 512 | 485
2016-08-08 01:30 | 463 | 432
2016-08-08 02:00 | 396 | 359
2016-08-08 02:30 | 350 | 310
2016-08-08 03:00 | 323 | 284
2016-08-08 03:30 | 309 | 270
2016-08-08 04:00 | 321 | 285
2016-08-08 04:30 | 335 | 303
2016-08-08 05:00 | 351 | 330
2016-08-08 05:30 | 462 | 452
2016-08-08 06:00 | 565 | 560
2016-08-08 06:30 | 732 | 731
2016-08-08 07:00 | 748 | 748
2016-08-08 07:30 | 782 | 782
2016-08-08 08:00 | 762 | 762
2016-08-08 08:30 | 704 | 703
2016-08-08 09:00 | 658 | 656
2016-08-08 09:30 | 655 | 654
2016-08-08 10:00 | 607 | 604
2016-08-08 10:30 | 518 | 514
2016-08-08 11:00 | 468 | 463
2016-08-08 11:30 | 464 | 459
2016-08-08 12:00 | 476 | 471
2016-08-08 12:30 | 514 | 510
2016-08-08 13:00 | 555 | 552
2016-08-08 13:30 | 587 | 585
2016-08-08 14:00 | 550 | 547
2016-08-08 14:30 | 580 | 577
2016-08-08 15:00 | 599 | 596
2016-08-08 15:30 | 628 | 626
2016-08-08 16:00 | 678 | 677
2016-08-08 16:30 | 744 | 743
2016-08-08 17:00 | 796 | 796
2016-08-08 17:30 | 782 | 782
2016-08-08 18:00 | 778 | 778
2016-08-08 18:30 | 814 | 813
2016-08-08 19:00 | 814 | 813
2016-08-08 19:30 | 775 | 773
2016-08-08 20:00 | 784 | 782
2016-08-08 20:30 | 808 | 807
2016-08-08 21:00 | 796 | 794
2016-08-08 21:30 | 743 | 739
2016-08-08 22:00 | 716 | 708
2016-08-08 22:30 | 785 | 776
2016-08-08 23:00 | 796 | 789
2016-08-08 23:30 | 743 | 736
2016-08-09 | 662 | 652
2016-08-09 00:30 | 602 | 585
2016-08-09 01:00 | 541 | 518
2016-08-09 01:30 | 475 | 444
2016-08-09 02:00 | 396 | 358
2016-08-09 02:30 | 363 | 335
2016-08-09 03:00 | 381 | 355
2016-08-09 03:30 | 389 | 365
2016-08-09 04:00 | 381 | 356
2016-08-09 04:30 | 384 | 360
2016-08-09 05:00 | 402 | 382
2016-08-09 05:30 | 490 | 477
2016-08-09 06:00 | 612 | 605
2016-08-09 06:30 | 762 | 758
2016-08-09 07:00 | 835 | 835
2016-08-09 07:30 | 837 | 836
2016-08-09 08:00 | 762 | 760
2016-08-09 08:30 | 706 | 703
2016-08-09 09:00 | 687 | 684
2016-08-09 09:30 | 661 | 656
2016-08-09 10:00 | 597 | 592
2016-08-09 10:30 | 562 | 556
2016-08-09 11:00 | 553 | 547
2016-08-09 11:30 | 545 | 538
2016-08-09 12:00 | 517 | 510
2016-08-09 12:30 | 521 | 513
2016-08-09 13:00 | 498 | 489
2016-08-09 13:30 | 523 | 515
2016-08-09 14:00 | 510 | 501
2016-08-09 14:30 | 547 | 541
2016-08-09 15:00 | 562 | 556
2016-08-09 15:30 | 611 | 606
2016-08-09 16:00 | 648 | 644
2016-08-09 16:30 | 719 | 716
2016-08-09 17:00 | 766 | 764
2016-08-09 17:30 | 764 | 763
2016-08-09 18:00 | 769 | 769
2016-08-09 18:30 | 785 | 785
2016-08-09 19:00 | 795 | 795
2016-08-09 19:30 | 809 | 808
2016-08-09 20:00 | 807 | 807
2016-08-09 20:30 | 820 | 820
2016-08-09 21:00 | 781 | 780
2016-08-09 21:30 | 748 | 745
2016-08-09 22:00 | 753 | 746
2016-08-09 22:30 | 786 | 778
2016-08-09 23:00 | 818 | 811
2016-08-09 23:30 | 731 | 723
2016-08-10 | 659 | 648
2016-08-10 00:30 | 566 | 545
2016-08-10 01:00 | 478 | 448
2016-08-10 01:30 | 448 | 412
2016-08-10 02:00 | 409 | 366
2016-08-10 02:30 | 404 | 379
2016-08-10 03:00 | 431 | 408
2016-08-10 03:30 | 424 | 395
2016-08-10 04:00 | 478 | 455
2016-08-10 04:30 | 488 | 466
2016-08-10 05:00 | 464 | 441
2016-08-10 05:30 | 517 | 500
2016-08-10 06:00 | 587 | 579
2016-08-10 06:30 | 698 | 696
2016-08-10 07:00 | 794 | 792
2016-08-10 07:30 | 823 | 818
2016-08-10 08:00 | 806 | 801
2016-08-10 08:30 | 757 | 751
2016-08-10 09:00 | 677 | 669
2016-08-10 09:30 | 617 | 605
2016-08-10 10:00 | 585 | 575
2016-08-10 10:30 | 548 | 539
2016-08-10 11:00 | 508 | 496
2016-08-10 11:30 | 468 | 455
2016-08-10 12:00 | 446 | 432
2016-08-10 12:30 | 461 | 447
2016-08-10 13:00 | 457 | 444
2016-08-10 13:30 | 465 | 451
2016-08-10 14:00 | 479 | 467
2016-08-10 14:30 | 531 | 521
2016-08-10 15:00 | 581 | 573
2016-08-10 15:30 | 618 | 611
2016-08-10 16:00 | 683 | 678
2016-08-10 16:30 | 753 | 749
2016-08-10 17:00 | 772 | 769
2016-08-10 17:30 | 762 | 758
2016-08-10 18:00 | 758 | 755
2016-08-10 18:30 | 766 | 763
2016-08-10 19:00 | 801 | 796
2016-08-10 19:30 | 795 | 790
2016-08-10 20:00 | 784 | 778
2016-08-10 20:30 | 778 | 771
2016-08-10 21:00 | 751 | 745
2016-08-10 21:30 | 758 | 754
2016-08-10 22:00 | 796 | 793
2016-08-10 22:30 | 832 | 829
2016-08-10 23:00 | 833 | 830
2016-08-10 23:30 | 758 | 751
2016-08-11 | 651 | 641
2016-08-11 00:30 | 561 | 542
2016-08-11 01:00 | 496 | 468
2016-08-11 01:30 | 423 | 385
2016-08-11 02:00 | 371 | 330
2016-08-11 02:30 | 364 | 327
2016-08-11 03:00 | 407 | 375
2016-08-11 03:30 | 449 | 422
2016-08-11 04:00 | 468 | 437
2016-08-11 04:30 | 541 | 516
2016-08-11 05:00 | 470 | 438
2016-08-11 05:30 | 517 | 493
2016-08-11 06:00 | 580 | 568
2016-08-11 06:30 | 725 | 720
2016-08-11 07:00 | 783 | 781
2016-08-11 07:30 | 795 | 794
2016-08-11 08:00 | 712 | 710
2016-08-11 08:30 | 649 | 646
2016-08-11 09:00 | 647 | 643
2016-08-11 09:30 | 593 | 589
2016-08-11 10:00 | 580 | 575
2016-08-11 10:30 | 552 | 547
2016-08-11 11:00 | 539 | 534
2016-08-11 11:30 | 532 | 526
2016-08-11 12:00 | 496 | 490
2016-08-11 12:30 | 502 | 496
2016-08-11 13:00 | 549 | 544
2016-08-11 13:30 | 559 | 553
2016-08-11 14:00 | 605 | 601
2016-08-11 14:30 | 660 | 657
2016-08-11 15:00 | 688 | 685
2016-08-11 15:30 | 711 | 708
2016-08-11 16:00 | 729 | 727
2016-08-11 16:30 | 776 | 775
2016-08-11 17:00 | 800 | 799
2016-08-11 17:30 | 748 | 747
2016-08-11 18:00 | 724 | 722
2016-08-11 18:30 | 703 | 700
2016-08-11 19:00 | 727 | 725
2016-08-11 19:30 | 697 | 695
2016-08-11 20:00 | 688 | 686
2016-08-11 20:30 | 658 | 654
2016-08-11 21:00 | 617 | 613
2016-08-11 21:30 | 603 | 593
2016-08-11 22:00 | 607 | 599
2016-08-11 22:30 | 627 | 620
2016-08-11 23:00 | 662 | 652
2016-08-11 23:30 | 628 | 618
2016-08-12 | 557 | 542
2016-08-12 00:30 | 496 | 472
2016-08-12 01:00 | 425 | 389
2016-08-12 01:30 | 369 | 327
2016-08-12 02:00 | 317 | 272
2016-08-12 02:30 | 313 | 264
2016-08-12 03:00 | 318 | 273
2016-08-12 03:30 | 313 | 267
2016-08-12 04:00 | 318 | 274
2016-08-12 04:30 | 316 | 271
2016-08-12 05:00 | 321 | 279
2016-08-12 05:30 | 396 | 369
2016-08-12 06:00 | 499 | 481
2016-08-12 06:30 | 612 | 601
2016-08-12 07:00 | 668 | 662
2016-08-12 07:30 | 695 | 691
2016-08-12 08:00 | 642 | 636
2016-08-12 08:30 | 603 | 595
2016-08-12 09:00 | 582 | 574
2016-08-12 09:30 | 558 | 547
2016-08-12 10:00 | 510 | 498
2016-08-12 10:30 | 501 | 489
2016-08-12 11:00 | 502 | 490
2016-08-12 11:30 | 549 | 538
2016-08-12 12:00 | 558 | 544
2016-08-12 12:30 | 580 | 566
2016-08-12 13:00 | 587 | 573
2016-08-12 13:30 | 597 | 584
2016-08-12 14:00 | 618 | 605
2016-08-12 14:30 | 615 | 602
2016-08-12 15:00 | 624 | 611
2016-08-12 15:30 | 624 | 611
2016-08-12 16:00 | 642 | 630
2016-08-12 16:30 | 668 | 658
2016-08-12 17:00 | 651 | 642
2016-08-12 17:30 | 536 | 528
2016-08-12 18:00 | 519 | 514
2016-08-12 18:30 | 536 | 531
2016-08-12 19:00 | 558 | 554
2016-08-12 19:30 | 528 | 523
2016-08-12 20:00 | 524 | 518
2016-08-12 20:30 | 542 | 538
2016-08-12 21:00 | 574 | 571
2016-08-12 21:30 | 585 | 576
2016-08-12 22:00 | 628 | 614
2016-08-12 22:30 | 651 | 641
2016-08-12 23:00 | 723 | 715
2016-08-12 23:30 | 694 | 685
2016-08-13 | 645 | 633
2016-08-13 00:30 | 584 | 564
2016-08-13 01:00 | 507 | 480
2016-08-13 01:30 | 480 | 449
2016-08-13 02:00 | 455 | 422
2016-08-13 02:30 | 438 | 403
2016-08-13 03:00 | 434 | 397
2016-08-13 03:30 | 403 | 361
2016-08-13 04:00 | 366 | 318
2016-08-13 04:30 | 365 | 325
2016-08-13 05:00 | 362 | 312
2016-08-13 05:30 | 416 | 381
2016-08-13 06:00 | 475 | 453
2016-08-13 06:30 | 547 | 534
2016-08-13 07:00 | 586 | 575
2016-08-13 07:30 | 592 | 582
2016-08-13 08:00 | 609 | 600
2016-08-13 08:30 | 565 | 554
2016-08-13 09:00 | 559 | 547
2016-08-13 09:30 | 585 | 574
2016-08-13 10:00 | 545 | 532
2016-08-13 10:30 | 506 | 491
2016-08-13 11:00 | 526 | 512
2016-08-13 11:30 | 531 | 517
2016-08-13 12:00 | 509 | 494
2016-08-13 12:30 | 475 | 457
2016-08-13 13:00 | 470 | 452
2016-08-13 13:30 | 481 | 464
2016-08-13 14:00 | 478 | 461
2016-08-13 14:30 | 476 | 458
2016-08-13 15:00 | 512 | 497
2016-08-13 15:30 | 560 | 548
2016-08-13 16:00 | 621 | 612
2016-08-13 16:30 | 636 | 628
2016-08-13 17:00 | 695 | 688
2016-08-13 17:30 | 723 | 718
2016-08-13 18:00 | 677 | 675
2016-08-13 18:30 | 630 | 628
2016-08-13 19:00 | 615 | 613
2016-08-13 19:30 | 581 | 578
2016-08-13 20:00 | 609 | 606
2016-08-13 20:30 | 612 | 610
2016-08-13 21:00 | 598 | 595
2016-08-13 21:30 | 582 | 577
2016-08-13 22:00 | 578 | 569
2016-08-13 22:30 | 672 | 665
2016-08-13 23:00 | 753 | 747
2016-08-13 23:30 | 697 | 687
2016-08-14 | 621 | 608
2016-08-14 00:30 | 578 | 556
2016-08-14 01:00 | 537 | 511
2016-08-14 01:30 | 465 | 433
2016-08-14 02:00 | 401 | 358
2016-08-14 02:30 | 362 | 317
2016-08-14 03:00 | 362 | 322
2016-08-14 03:30 | 359 | 318
2016-08-14 04:00 | 357 | 316
2016-08-14 04:30 | 347 | 305
2016-08-14 05:00 | 323 | 281
2016-08-14 05:30 | 337 | 309
2016-08-14 06:00 | 369 | 348
2016-08-14 06:30 | 419 | 398
2016-08-14 07:00 | 481 | 464
2016-08-14 07:30 | 524 | 510
2016-08-14 08:00 | 483 | 466
2016-08-14 08:30 | 461 | 443
2016-08-14 09:00 | 457 | 439
2016-08-14 09:30 | 458 | 440
2016-08-14 10:00 | 467 | 450
2016-08-14 10:30 | 477 | 459
2016-08-14 11:00 | 445 | 425
2016-08-14 11:30 | 452 | 433
2016-08-14 12:00 | 438 | 418
2016-08-14 12:30 | 433 | 412
2016-08-14 13:00 | 439 | 419
2016-08-14 13:30 | 440 | 418
2016-08-14 14:00 | 448 | 428
2016-08-14 14:30 | 473 | 455
2016-08-14 15:00 | 493 | 477
2016-08-14 15:30 | 537 | 523
2016-08-14 16:00 | 600 | 590
2016-08-14 16:30 | 646 | 638
2016-08-14 17:00 | 684 | 678
2016-08-14 17:30 | 652 | 645
2016-08-14 18:00 | 647 | 643
2016-08-14 18:30 | 675 | 672
2016-08-14 19:00 | 674 | 671
2016-08-14 19:30 | 645 | 641
2016-08-14 20:00 | 660 | 656
2016-08-14 20:30 | 681 | 678
2016-08-14 21:00 | 651 | 647
2016-08-14 21:30 | 617 | 611
2016-08-14 22:00 | 601 | 593
2016-08-14 22:30 | 654 | 646
2016-08-14 23:00 | 676 | 668
2016-08-14 23:30 | 623 | 610
2016-08-15 | 570 | 554
2016-08-15 00:30 | 522 | 497
2016-08-15 01:00 | 472 | 439
2016-08-15 01:30 | 411 | 369
2016-08-15 02:00 | 352 | 299
2016-08-15 02:30 | 335 | 288
2016-08-15 03:00 | 358 | 319
2016-08-15 03:30 | 371 | 335
2016-08-15 04:00 | 366 | 328
2016-08-15 04:30 | 363 | 327
2016-08-15 05:00 | 364 | 329
2016-08-15 05:30 | 455 | 434
2016-08-15 06:00 | 546 | 535
2016-08-15 06:30 | 675 | 670
2016-08-15 07:00 | 733 | 731
2016-08-15 07:30 | 801 | 799
2016-08-15 08:00 | 787 | 784
2016-08-15 08:30 | 744 | 740
2016-08-15 09:00 | 701 | 697
2016-08-15 09:30 | 726 | 721
2016-08-15 10:00 | 729 | 724
2016-08-15 10:30 | 688 | 682
2016-08-15 11:00 | 662 | 654
2016-08-15 11:30 | 666 | 658
2016-08-15 12:00 | 675 | 667
2016-08-15 12:30 | 690 | 683
2016-08-15 13:00 | 667 | 658
2016-08-15 13:30 | 678 | 670
2016-08-15 14:00 | 677 | 668
2016-08-15 14:30 | 693 | 686
2016-08-15 15:00 | 765 | 759
2016-08-15 15:30 | 766 | 760
2016-08-15 16:00 | 778 | 775
2016-08-15 16:30 | 844 | 842
2016-08-15 17:00 | 906 | 904
2016-08-15 17:30 | 844 | 842
2016-08-15 18:00 | 819 | 818
2016-08-15 18:30 | 817 | 816
2016-08-15 19:00 | 817 | 815
2016-08-15 19:30 | 765 | 762
2016-08-15 20:00 | 732 | 728
2016-08-15 20:30 | 779 | 776
2016-08-15 21:00 | 767 | 764
2016-08-15 21:30 | 741 | 736
2016-08-15 22:00 | 718 | 711
2016-08-15 22:30 | 778 | 771
2016-08-15 23:00 | 795 | 790
2016-08-15 23:30 | 699 | 691
2016-08-16 | 623 | 612
2016-08-16 00:30 | 565 | 545
2016-08-16 01:00 | 512 | 487
2016-08-16 01:30 | 443 | 413
2016-08-16 02:00 | 383 | 351
2016-08-16 02:30 | 354 | 324
2016-08-16 03:00 | 368 | 341
2016-08-16 03:30 | 417 | 392
2016-08-16 04:00 | 469 | 446
2016-08-16 04:30 | 481 | 459
2016-08-16 05:00 | 478 | 457
2016-08-16 05:30 | 491 | 474
2016-08-16 06:00 | 595 | 590
2016-08-16 06:30 | 712 | 711
2016-08-16 07:00 | 781 | 780
2016-08-16 07:30 | 850 | 849
2016-08-16 08:00 | 821 | 820
2016-08-16 08:30 | 783 | 781
2016-08-16 09:00 | 717 | 713
2016-08-16 09:30 | 750 | 746
2016-08-16 10:00 | 723 | 719
2016-08-16 10:30 | 709 | 705
2016-08-16 11:00 | 727 | 723
2016-08-16 11:30 | 711 | 706
2016-08-16 12:00 | 672 | 667
2016-08-16 12:30 | 689 | 684
2016-08-16 13:00 | 678 | 672
2016-08-16 13:30 | 662 | 656
2016-08-16 14:00 | 671 | 666
2016-08-16 14:30 | 686 | 681
2016-08-16 15:00 | 691 | 686
2016-08-16 15:30 | 725 | 721
2016-08-16 16:00 | 799 | 797
2016-08-16 16:30 | 846 | 845
2016-08-16 17:00 | 887 | 887
2016-08-16 17:30 | 834 | 833
2016-08-16 18:00 | 804 | 804
2016-08-16 18:30 | 816 | 816
2016-08-16 19:00 | 826 | 826
2016-08-16 19:30 | 815 | 815
2016-08-16 20:00 | 808 | 808
2016-08-16 20:30 | 819 | 819
2016-08-16 21:00 | 789 | 789
2016-08-16 21:30 | 768 | 766
2016-08-16 22:00 | 787 | 782
2016-08-16 22:30 | 829 | 823
2016-08-16 23:00 | 833 | 829
2016-08-16 23:30 | 762 | 757
2016-08-17 | 679 | 671
2016-08-17 00:30 | 615 | 601
2016-08-17 01:00 | 546 | 521
2016-08-17 01:30 | 473 | 443
2016-08-17 02:00 | 417 | 384
2016-08-17 02:30 | 416 | 383
2016-08-17 03:00 | 435 | 404
2016-08-17 03:30 | 446 | 416
2016-08-17 04:00 | 480 | 454
2016-08-17 04:30 | 520 | 499
2016-08-17 05:00 | 508 | 487
2016-08-17 05:30 | 555 | 540
2016-08-17 06:00 | 648 | 638
2016-08-17 06:30 | 741 | 735
2016-08-17 07:00 | 792 | 789
2016-08-17 07:30 | 833 | 830
2016-08-17 08:00 | 793 | 789
2016-08-17 08:30 | 748 | 742
2016-08-17 09:00 | 733 | 726
2016-08-17 09:30 | 765 | 759
2016-08-17 10:00 | 720 | 712
2016-08-17 10:30 | 685 | 676
2016-08-17 11:00 | 649 | 639
2016-08-17 11:30 | 633 | 623
2016-08-17 12:00 | 634 | 623
2016-08-17 12:30 | 653 | 643
2016-08-17 13:00 | 666 | 656
2016-08-17 13:30 | 660 | 650
2016-08-17 14:00 | 668 | 658
2016-08-17 14:30 | 648 | 637
2016-08-17 15:00 | 656 | 645
2016-08-17 15:30 | 684 | 675
2016-08-17 16:00 | 744 | 737
2016-08-17 16:30 | 815 | 809
2016-08-17 17:00 | 844 | 840
2016-08-17 17:30 | 812 | 811
2016-08-17 18:00 | 832 | 832
2016-08-17 18:30 | 833 | 833
2016-08-17 19:00 | 843 | 843
2016-08-17 19:30 | 802 | 802
2016-08-17 20:00 | 787 | 786
2016-08-17 20:30 | 804 | 804
2016-08-17 21:00 | 783 | 783
2016-08-17 21:30 | 738 | 736
2016-08-17 22:00 | 713 | 709
2016-08-17 22:30 | 774 | 768
2016-08-17 23:00 | 854 | 847
2016-08-17 23:30 | 832 | 826
2016-08-18 | 811 | 804
2016-08-18 00:30 | 751 | 737
2016-08-18 01:00 | 680 | 663
2016-08-18 01:30 | 597 | 576
2016-08-18 02:00 | 569 | 545
2016-08-18 02:30 | 526 | 498
2016-08-18 03:00 | 528 | 499
2016-08-18 03:30 | 520 | 490
2016-08-18 04:00 | 528 | 499
2016-08-18 04:30 | 558 | 533
2016-08-18 05:00 | 553 | 528
2016-08-18 05:30 | 608 | 592
2016-08-18 06:00 | 710 | 706
2016-08-18 06:30 | 814 | 812
2016-08-18 07:00 | 852 | 852
2016-08-18 07:30 | 921 | 921
2016-08-18 08:00 | 892 | 892
2016-08-18 08:30 | 884 | 883
2016-08-18 09:00 | 894 | 893
2016-08-18 09:30 | 877 | 875
2016-08-18 10:00 | 831 | 829
2016-08-18 10:30 | 771 | 769
2016-08-18 11:00 | 751 | 749
2016-08-18 11:30 | 757 | 755
2016-08-18 12:00 | 755 | 753
2016-08-18 12:30 | 751 | 749
2016-08-18 13:00 | 732 | 730
2016-08-18 13:30 | 734 | 731
2016-08-18 14:00 | 740 | 738
2016-08-18 14:30 | 746 | 744
2016-08-18 15:00 | 751 | 749
2016-08-18 15:30 | 771 | 769
2016-08-18 16:00 | 812 | 811
2016-08-18 16:30 | 883 | 882
2016-08-18 17:00 | 912 | 911
2016-08-18 17:30 | 897 | 897
2016-08-18 18:00 | 930 | 930
2016-08-18 18:30 | 929 | 929
2016-08-18 19:00 | 940 | 940
2016-08-18 19:30 | 929 | 929
2016-08-18 20:00 | 925 | 925
2016-08-18 20:30 | 918 | 918
2016-08-18 21:00 | 886 | 886
2016-08-18 21:30 | 832 | 829
2016-08-18 22:00 | 769 | 760
2016-08-18 22:30 | 816 | 807
2016-08-18 23:00 | 864 | 856
2016-08-18 23:30 | 756 | 745
2016-08-19 | 649 | 637
2016-08-19 00:30 | 615 | 595
2016-08-19 01:00 | 557 | 533
2016-08-19 01:30 | 489 | 457
2016-08-19 02:00 | 436 | 401
2016-08-19 02:30 | 397 | 370
2016-08-19 03:00 | 426 | 400
2016-08-19 03:30 | 434 | 403
2016-08-19 04:00 | 435 | 405
2016-08-19 04:30 | 473 | 447
2016-08-19 05:00 | 462 | 436
2016-08-19 05:30 | 520 | 505
2016-08-19 06:00 | 630 | 623
2016-08-19 06:30 | 742 | 737
2016-08-19 07:00 | 847 | 846
2016-08-19 07:30 | 894 | 893
2016-08-19 08:00 | 901 | 901
2016-08-19 08:30 | 845 | 844
2016-08-19 09:00 | 778 | 777
2016-08-19 09:30 | 753 | 751
2016-08-19 10:00 | 704 | 700
2016-08-19 10:30 | 692 | 688
2016-08-19 11:00 | 714 | 710
2016-08-19 11:30 | 685 | 682
2016-08-19 12:00 | 686 | 682
2016-08-19 12:30 | 716 | 712
2016-08-19 13:00 | 707 | 701
2016-08-19 13:30 | 723 | 716
2016-08-19 14:00 | 732 | 726
2016-08-19 14:30 | 737 | 730
2016-08-19 15:00 | 746 | 739
2016-08-19 15:30 | 746 | 739
2016-08-19 16:00 | 768 | 762
2016-08-19 16:30 | 802 | 797
2016-08-19 17:00 | 844 | 840
2016-08-19 17:30 | 825 | 821
2016-08-19 18:00 | 789 | 785
2016-08-19 18:30 | 762 | 760
2016-08-19 19:00 | 786 | 784
2016-08-19 19:30 | 784 | 781
2016-08-19 20:00 | 836 | 834
2016-08-19 20:30 | 817 | 815
2016-08-19 21:00 | 772 | 769
2016-08-19 21:30 | 741 | 737
2016-08-19 22:00 | 722 | 717
2016-08-19 22:30 | 794 | 789
2016-08-19 23:00 | 798 | 793
2016-08-19 23:30 | 762 | 754
2016-08-20 | 692 | 681
2016-08-20 00:30 | 643 | 625
2016-08-20 01:00 | 557 | 533
2016-08-20 01:30 | 504 | 474
2016-08-20 02:00 | 460 | 425
2016-08-20 02:30 | 432 | 391
2016-08-20 03:00 | 444 | 404
2016-08-20 03:30 | 438 | 396
2016-08-20 04:00 | 429 | 387
2016-08-20 04:30 | 476 | 440
2016-08-20 05:00 | 498 | 467
2016-08-20 05:30 | 500 | 469
2016-08-20 06:00 | 511 | 487
2016-08-20 06:30 | 582 | 566
2016-08-20 07:00 | 652 | 639
2016-08-20 07:30 | 671 | 659
2016-08-20 08:00 | 690 | 682
2016-08-20 08:30 | 678 | 671
2016-08-20 09:00 | 669 | 662
2016-08-20 09:30 | 667 | 659
2016-08-20 10:00 | 667 | 659
2016-08-20 10:30 | 632 | 623
2016-08-20 11:00 | 656 | 648
2016-08-20 11:30 | 704 | 696
2016-08-20 12:00 | 696 | 688
2016-08-20 12:30 | 693 | 685
2016-08-20 13:00 | 707 | 700
2016-08-20 13:30 | 715 | 708
2016-08-20 14:00 | 720 | 713
2016-08-20 14:30 | 719 | 711
2016-08-20 15:00 | 715 | 707
2016-08-20 15:30 | 745 | 739
2016-08-20 16:00 | 770 | 765
2016-08-20 16:30 | 782 | 777
2016-08-20 17:00 | 812 | 807
2016-08-20 17:30 | 804 | 802
2016-08-20 18:00 | 713 | 711
2016-08-20 18:30 | 616 | 613
2016-08-20 19:00 | 619 | 616
2016-08-20 19:30 | 729 | 726
2016-08-20 20:00 | 799 | 797
2016-08-20 20:30 | 816 | 814
2016-08-20 21:00 | 805 | 803
2016-08-20 21:30 | 750 | 747
2016-08-20 22:00 | 743 | 738
2016-08-20 22:30 | 805 | 798
2016-08-20 23:00 | 809 | 802
2016-08-20 23:30 | 779 | 771
2016-08-21 | 749 | 737
2016-08-21 00:30 | 679 | 662
2016-08-21 01:00 | 626 | 606
2016-08-21 01:30 | 590 | 568
2016-08-21 02:00 | 581 | 558
2016-08-21 02:30 | 560 | 534
2016-08-21 03:00 | 544 | 516
2016-08-21 03:30 | 524 | 494
2016-08-21 04:00 | 534 | 505
2016-08-21 04:30 | 514 | 484
2016-08-21 05:00 | 520 | 491
2016-08-21 05:30 | 545 | 518
2016-08-21 06:00 | 569 | 546
2016-08-21 06:30 | 604 | 584
2016-08-21 07:00 | 625 | 607
2016-08-21 07:30 | 613 | 599
2016-08-21 08:00 | 572 | 557
2016-08-21 08:30 | 561 | 546
2016-08-21 09:00 | 547 | 530
2016-08-21 09:30 | 529 | 511
2016-08-21 10:00 | 506 | 487
2016-08-21 10:30 | 462 | 439
2016-08-21 11:00 | 411 | 383
2016-08-21 11:30 | 446 | 422
2016-08-21 12:00 | 499 | 481
2016-08-21 12:30 | 492 | 469
2016-08-21 13:00 | 531 | 512
2016-08-21 13:30 | 545 | 526
2016-08-21 14:00 | 507 | 485
2016-08-21 14:30 | 518 | 498
2016-08-21 15:00 | 540 | 521
2016-08-21 15:30 | 551 | 533
2016-08-21 16:00 | 545 | 528
2016-08-21 16:30 | 511 | 498
2016-08-21 17:00 | 545 | 533
2016-08-21 17:30 | 668 | 664
2016-08-21 18:00 | 665 | 662
2016-08-21 18:30 | 695 | 692
2016-08-21 19:00 | 709 | 707
2016-08-21 19:30 | 689 | 686
2016-08-21 20:00 | 699 | 696
2016-08-21 20:30 | 764 | 762
2016-08-21 21:00 | 813 | 810
2016-08-21 21:30 | 791 | 787
2016-08-21 22:00 | 762 | 757
2016-08-21 22:30 | 792 | 787
2016-08-21 23:00 | 807 | 802
2016-08-21 23:30 | 793 | 786
2016-08-22 | 759 | 750
2016-08-22 00:30 | 711 | 697
2016-08-22 01:00 | 666 | 649
2016-08-22 01:30 | 610 | 589
2016-08-22 02:00 | 556 | 531
2016-08-22 02:30 | 542 | 515
2016-08-22 03:00 | 524 | 495
2016-08-22 03:30 | 508 | 476
2016-08-22 04:00 | 512 | 481
2016-08-22 04:30 | 553 | 528
2016-08-22 05:00 | 594 | 573
2016-08-22 05:30 | 661 | 645
2016-08-22 06:00 | 742 | 730
2016-08-22 06:30 | 720 | 712
2016-08-22 07:00 | 742 | 738
2016-08-22 07:30 | 781 | 778
2016-08-22 08:00 | 701 | 695
2016-08-22 08:30 | 650 | 643
2016-08-22 09:00 | 625 | 616
2016-08-22 09:30 | 580 | 570
2016-08-22 10:00 | 516 | 503
2016-08-22 10:30 | 551 | 540
2016-08-22 11:00 | 561 | 550
2016-08-22 11:30 | 540 | 529
2016-08-22 12:00 | 555 | 544
2016-08-22 12:30 | 567 | 556
2016-08-22 13:00 | 555 | 544
2016-08-22 13:30 | 545 | 533
2016-08-22 14:00 | 549 | 537
2016-08-22 14:30 | 573 | 563
2016-08-22 15:00 | 586 | 577
2016-08-22 15:30 | 614 | 606
2016-08-22 16:00 | 633 | 625
2016-08-22 16:30 | 716 | 711
2016-08-22 17:00 | 807 | 803
2016-08-22 17:30 | 800 | 798
2016-08-22 18:00 | 774 | 773
2016-08-22 18:30 | 779 | 777
2016-08-22 19:00 | 785 | 783
2016-08-22 19:30 | 781 | 779
2016-08-22 20:00 | 771 | 767
2016-08-22 20:30 | 710 | 706
2016-08-22 21:00 | 683 | 679
2016-08-22 21:30 | 684 | 675
2016-08-22 22:00 | 751 | 742
2016-08-22 22:30 | 762 | 754
2016-08-22 23:00 | 737 | 731
2016-08-22 23:30 | 663 | 653
2016-08-23 | 609 | 595
2016-08-23 00:30 | 539 | 514
2016-08-23 01:00 | 493 | 463
2016-08-23 01:30 | 520 | 491
2016-08-23 02:00 | 520 | 490
2016-08-23 02:30 | 515 | 485
2016-08-23 03:00 | 528 | 500
2016-08-23 03:30 | 523 | 495
2016-08-23 04:00 | 531 | 503
2016-08-23 04:30 | 551 | 526
2016-08-23 05:00 | 572 | 549
2016-08-23 05:30 | 598 | 578
2016-08-23 06:00 | 622 | 607
2016-08-23 06:30 | 583 | 571
2016-08-23 07:00 | 623 | 615
2016-08-23 07:30 | 645 | 640
2016-08-23 08:00 | 625 | 615
2016-08-23 08:30 | 619 | 610
2016-08-23 09:00 | 629 | 620
2016-08-23 09:30 | 622 | 612
2016-08-23 10:00 | 647 | 638
2016-08-23 10:30 | 643 | 635
2016-08-23 11:00 | 663 | 655
2016-08-23 11:30 | 694 | 686
2016-08-23 12:00 | 744 | 737
2016-08-23 12:30 | 792 | 786
2016-08-23 13:00 | 821 | 816
2016-08-23 13:30 | 826 | 821
2016-08-23 14:00 | 823 | 818
2016-08-23 14:30 | 825 | 820
2016-08-23 15:00 | 831 | 826
2016-08-23 15:30 | 857 | 853
2016-08-23 16:00 | 819 | 816
2016-08-23 16:30 | 797 | 794
2016-08-23 17:00 | 800 | 798
2016-08-23 17:30 | 799 | 796
2016-08-23 18:00 | 801 | 799
2016-08-23 18:30 | 798 | 797
2016-08-23 19:00 | 792 | 791
2016-08-23 19:30 | 748 | 746
2016-08-23 20:00 | 703 | 701
2016-08-23 20:30 | 695 | 693
2016-08-23 21:00 | 671 | 670
2016-08-23 21:30 | 679 | 674
2016-08-23 22:00 | 651 | 642
2016-08-23 22:30 | 667 | 657
2016-08-23 23:00 | 688 | 678
2016-08-23 23:30 | 639 | 627
2016-08-24 | 569 | 553
2016-08-24 00:30 | 542 | 518
2016-08-24 01:00 | 564 | 540
2016-08-24 01:30 | 519 | 491
2016-08-24 02:00 | 463 | 429
2016-08-24 02:30 | 434 | 397
2016-08-24 03:00 | 469 | 437
2016-08-24 03:30 | 439 | 402
2016-08-24 04:00 | 523 | 496
2016-08-24 04:30 | 488 | 457
2016-08-24 05:00 | 494 | 465
2016-08-24 05:30 | 557 | 535
2016-08-24 06:00 | 628 | 615
2016-08-24 06:30 | 671 | 664
2016-08-24 07:00 | 650 | 648
2016-08-24 07:30 | 753 | 752
2016-08-24 08:00 | 763 | 762
2016-08-24 08:30 | 747 | 745
2016-08-24 09:00 | 776 | 774
2016-08-24 09:30 | 754 | 751
2016-08-24 10:00 | 722 | 718
2016-08-24 10:30 | 684 | 679
2016-08-24 11:00 | 696 | 692
2016-08-24 11:30 | 737 | 734
2016-08-24 12:00 | 684 | 680
2016-08-24 12:30 | 621 | 615
2016-08-24 13:00 | 622 | 616
2016-08-24 13:30 | 606 | 600
2016-08-24 14:00 | 576 | 567
2016-08-24 14:30 | 593 | 585
2016-08-24 15:00 | 605 | 597
2016-08-24 15:30 | 560 | 552
2016-08-24 16:00 | 596 | 589
2016-08-24 16:30 | 622 | 615
2016-08-24 17:00 | 678 | 673
2016-08-24 17:30 | 619 | 612
2016-08-24 18:00 | 632 | 627
2016-08-24 18:30 | 638 | 632
2016-08-24 19:00 | 652 | 645
2016-08-24 19:30 | 645 | 638
2016-08-24 20:00 | 644 | 637
2016-08-24 20:30 | 619 | 612
2016-08-24 21:00 | 624 | 616
2016-08-24 21:30 | 615 | 608
2016-08-24 22:00 | 685 | 679
2016-08-24 22:30 | 667 | 657
2016-08-24 23:00 | 700 | 691
2016-08-24 23:30 | 675 | 666
2016-08-25 | 596 | 583
2016-08-25 00:30 | 522 | 497
2016-08-25 01:00 | 453 | 421
2016-08-25 01:30 | 414 | 378
2016-08-25 02:00 | 378 | 337
2016-08-25 02:30 | 392 | 353
2016-08-25 03:00 | 424 | 388
2016-08-25 03:30 | 410 | 374
2016-08-25 04:00 | 424 | 389
2016-08-25 04:30 | 435 | 402
2016-08-25 05:00 | 467 | 440
2016-08-25 05:30 | 540 | 524
2016-08-25 06:00 | 603 | 592
2016-08-25 06:30 | 617 | 608
2016-08-25 07:00 | 622 | 617
2016-08-25 07:30 | 701 | 699
2016-08-25 08:00 | 709 | 708
2016-08-25 08:30 | 706 | 704
2016-08-25 09:00 | 674 | 672
2016-08-25 09:30 | 637 | 634
2016-08-25 10:00 | 553 | 549
2016-08-25 10:30 | 563 | 559
2016-08-25 11:00 | 601 | 597
2016-08-25 11:30 | 626 | 621
2016-08-25 12:00 | 651 | 646
2016-08-25 12:30 | 660 | 655
2016-08-25 13:00 | 680 | 676
2016-08-25 13:30 | 717 | 713
2016-08-25 14:00 | 756 | 752
2016-08-25 14:30 | 753 | 750
2016-08-25 15:00 | 734 | 730
2016-08-25 15:30 | 767 | 763
2016-08-25 16:00 | 781 | 778
2016-08-25 16:30 | 812 | 810
2016-08-25 17:00 | 847 | 845
2016-08-25 17:30 | 796 | 794
2016-08-25 18:00 | 770 | 769
2016-08-25 18:30 | 803 | 802
2016-08-25 19:00 | 816 | 815
2016-08-25 19:30 | 771 | 770
2016-08-25 20:00 | 788 | 787
2016-08-25 20:30 | 800 | 799
2016-08-25 21:00 | 829 | 828
2016-08-25 21:30 | 783 | 781
2016-08-25 22:00 | 774 | 771
2016-08-25 22:30 | 738 | 734
2016-08-25 23:00 | 757 | 752
2016-08-25 23:30 | 679 | 671
2016-08-26 | 599 | 586
2016-08-26 00:30 | 544 | 522
2016-08-26 01:00 | 481 | 453
2016-08-26 01:30 | 446 | 411
2016-08-26 02:00 | 513 | 486
2016-08-26 02:30 | 548 | 522
2016-08-26 03:00 | 552 | 526
2016-08-26 03:30 | 503 | 473
2016-08-26 04:00 | 478 | 447
2016-08-26 04:30 | 497 | 470
2016-08-26 05:00 | 522 | 498
2016-08-26 05:30 | 574 | 556
2016-08-26 06:00 | 579 | 568
2016-08-26 06:30 | 658 | 653
2016-08-26 07:00 | 669 | 667
2016-08-26 07:30 | 688 | 684
2016-08-26 08:00 | 648 | 643
2016-08-26 08:30 | 656 | 651
2016-08-26 09:00 | 647 | 641
2016-08-26 09:30 | 607 | 600
2016-08-26 10:00 | 568 | 561
2016-08-26 10:30 | 596 | 589
2016-08-26 11:00 | 609 | 602
2016-08-26 11:30 | 597 | 585
2016-08-26 12:00 | 597 | 585
2016-08-26 12:30 | 573 | 560
2016-08-26 13:00 | 563 | 552
2016-08-26 13:30 | 613 | 605
2016-08-26 14:00 | 664 | 658
2016-08-26 14:30 | 698 | 693
2016-08-26 15:00 | 689 | 684
2016-08-26 15:30 | 712 | 707
2016-08-26 16:00 | 739 | 734
2016-08-26 16:30 | 722 | 718
2016-08-26 17:00 | 725 | 721
2016-08-26 17:30 | 742 | 739
2016-08-26 18:00 | 736 | 733
2016-08-26 18:30 | 779 | 777
2016-08-26 19:00 | 813 | 811
2016-08-26 19:30 | 815 | 813
2016-08-26 20:00 | 818 | 816
2016-08-26 20:30 | 789 | 786
2016-08-26 21:00 | 779 | 776
2016-08-26 21:30 | 766 | 761
2016-08-26 22:00 | 787 | 782
2016-08-26 22:30 | 821 | 814
2016-08-26 23:00 | 863 | 858
2016-08-26 23:30 | 844 | 839
2016-08-27 | 808 | 801
2016-08-27 00:30 | 726 | 713
2016-08-27 01:00 | 708 | 695
2016-08-27 01:30 | 648 | 631
2016-08-27 02:00 | 619 | 599
2016-08-27 02:30 | 577 | 554
2016-08-27 03:00 | 587 | 565
2016-08-27 03:30 | 589 | 566
2016-08-27 04:00 | 622 | 602
2016-08-27 04:30 | 675 | 658
2016-08-27 05:00 | 736 | 722
2016-08-27 05:30 | 741 | 728
2016-08-27 06:00 | 683 | 667
2016-08-27 06:30 | 661 | 649
2016-08-27 07:00 | 675 | 664
2016-08-27 07:30 | 682 | 675
2016-08-27 08:00 | 674 | 668
2016-08-27 08:30 | 643 | 636
2016-08-27 09:00 | 644 | 636
2016-08-27 09:30 | 614 | 605
2016-08-27 10:00 | 604 | 594
2016-08-27 10:30 | 585 | 574
2016-08-27 11:00 | 615 | 605
2016-08-27 11:30 | 641 | 632
2016-08-27 12:00 | 653 | 644
2016-08-27 12:30 | 635 | 626
2016-08-27 13:00 | 604 | 594
2016-08-27 13:30 | 606 | 595
2016-08-27 14:00 | 609 | 598
2016-08-27 14:30 | 640 | 630
2016-08-27 15:00 | 673 | 665
2016-08-27 15:30 | 722 | 715
2016-08-27 16:00 | 734 | 727
2016-08-27 16:30 | 777 | 772
2016-08-27 17:00 | 841 | 839
2016-08-27 17:30 | 828 | 826
2016-08-27 18:00 | 779 | 777
2016-08-27 18:30 | 761 | 759
2016-08-27 19:00 | 781 | 779
2016-08-27 19:30 | 794 | 792
2016-08-27 20:00 | 839 | 838
2016-08-27 20:30 | 866 | 864
2016-08-27 21:00 | 883 | 881
2016-08-27 21:30 | 854 | 851
2016-08-27 22:00 | 833 | 829
2016-08-27 22:30 | 855 | 852
2016-08-27 23:00 | 853 | 849
2016-08-27 23:30 | 837 | 833
2016-08-28 | 841 | 836
2016-08-28 00:30 | 804 | 796
2016-08-28 01:00 | 759 | 744
2016-08-28 01:30 | 731 | 715
2016-08-28 02:00 | 715 | 699
2016-08-28 02:30 | 757 | 743
2016-08-28 03:00 | 758 | 743
2016-08-28 03:30 | 755 | 740
2016-08-28 04:00 | 746 | 730
2016-08-28 04:30 | 753 | 739
2016-08-28 05:00 | 764 | 750
2016-08-28 05:30 | 792 | 780
2016-08-28 06:00 | 770 | 760
2016-08-28 06:30 | 720 | 708
2016-08-28 07:00 | 728 | 717
2016-08-28 07:30 | 711 | 702
2016-08-28 08:00 | 663 | 653
2016-08-28 08:30 | 670 | 661
2016-08-28 09:00 | 675 | 666
2016-08-28 09:30 | 649 | 639
2016-08-28 10:00 | 641 | 631
2016-08-28 10:30 | 614 | 603
2016-08-28 11:00 | 664 | 652
2016-08-28 11:30 | 663 | 648
2016-08-28 12:00 | 643 | 628
2016-08-28 12:30 | 622 | 605
2016-08-28 13:00 | 614 | 597
2016-08-28 13:30 | 567 | 547
2016-08-28 14:00 | 578 | 558
2016-08-28 14:30 | 597 | 579
2016-08-28 15:00 | 647 | 631
2016-08-28 15:30 | 699 | 686
2016-08-28 16:00 | 743 | 732
2016-08-28 16:30 | 809 | 802
2016-08-28 17:00 | 848 | 844
2016-08-28 17:30 | 797 | 794
2016-08-28 18:00 | 775 | 773
2016-08-28 18:30 | 794 | 793
2016-08-28 19:00 | 823 | 823
2016-08-28 19:30 | 787 | 786
2016-08-28 20:00 | 800 | 799
2016-08-28 20:30 | 836 | 835
2016-08-28 21:00 | 834 | 834
2016-08-28 21:30 | 828 | 826
2016-08-28 22:00 | 785 | 781
2016-08-28 22:30 | 808 | 804
2016-08-28 23:00 | 857 | 853
2016-08-28 23:30 | 816 | 811
2016-08-29 | 736 | 729
2016-08-29 00:30 | 730 | 717
2016-08-29 01:00 | 706 | 690
2016-08-29 01:30 | 668 | 650
2016-08-29 02:00 | 621 | 599
2016-08-29 02:30 | 598 | 574
2016-08-29 03:00 | 584 | 559
2016-08-29 03:30 | 618 | 595
2016-08-29 04:00 | 630 | 608
2016-08-29 04:30 | 655 | 636
2016-08-29 05:00 | 698 | 685
2016-08-29 05:30 | 725 | 716
2016-08-29 06:00 | 767 | 762
2016-08-29 06:30 | 809 | 806
2016-08-29 07:00 | 789 | 788
2016-08-29 07:30 | 844 | 842
2016-08-29 08:00 | 796 | 793
2016-08-29 08:30 | 709 | 703
2016-08-29 09:00 | 677 | 670
2016-08-29 09:30 | 691 | 685
2016-08-29 10:00 | 652 | 644
2016-08-29 10:30 | 685 | 679
2016-08-29 11:00 | 698 | 692
2016-08-29 11:30 | 709 | 703
2016-08-29 12:00 | 716 | 711
2016-08-29 12:30 | 745 | 739
2016-08-29 13:00 | 810 | 806
2016-08-29 13:30 | 819 | 815
2016-08-29 14:00 | 824 | 821
2016-08-29 14:30 | 813 | 809
2016-08-29 15:00 | 850 | 847
2016-08-29 15:30 | 878 | 875
2016-08-29 16:00 | 900 | 897
2016-08-29 16:30 | 909 | 908
2016-08-29 17:00 | 932 | 931
2016-08-29 17:30 | 925 | 924
2016-08-29 18:00 | 927 | 926
2016-08-29 18:30 | 976 | 976
2016-08-29 19:00 | 956 | 955
2016-08-29 19:30 | 934 | 933
2016-08-29 20:00 | 915 | 915
2016-08-29 20:30 | 970 | 970
2016-08-29 21:00 | 944 | 943
2016-08-29 21:30 | 930 | 929
2016-08-29 22:00 | 914 | 912
2016-08-29 22:30 | 897 | 894
2016-08-29 23:00 | 897 | 894
2016-08-29 23:30 | 876 | 873
2016-08-30 | 854 | 850
2016-08-30 00:30 | 838 | 828
2016-08-30 01:00 | 783 | 770
2016-08-30 01:30 | 762 | 748
2016-08-30 02:00 | 734 | 718
2016-08-30 02:30 | 723 | 707
2016-08-30 03:00 | 697 | 680
2016-08-30 03:30 | 698 | 681
2016-08-30 04:00 | 695 | 678
2016-08-30 04:30 | 717 | 702
2016-08-30 05:00 | 733 | 719
2016-08-30 05:30 | 800 | 793
2016-08-30 06:00 | 864 | 860
2016-08-30 06:30 | 797 | 793
2016-08-30 07:00 | 779 | 777
2016-08-30 07:30 | 853 | 852
2016-08-30 08:00 | 793 | 790
2016-08-30 08:30 | 724 | 719
2016-08-30 09:00 | 716 | 711
2016-08-30 09:30 | 721 | 716
2016-08-30 10:00 | 702 | 697
2016-08-30 10:30 | 708 | 702
2016-08-30 11:00 | 722 | 717
2016-08-30 11:30 | 770 | 765
2016-08-30 12:00 | 829 | 826
2016-08-30 12:30 | 819 | 815
2016-08-30 13:00 | 811 | 807
2016-08-30 13:30 | 826 | 822
2016-08-30 14:00 | 843 | 839
2016-08-30 14:30 | 891 | 888
2016-08-30 15:00 | 889 | 887
2016-08-30 15:30 | 885 | 882
2016-08-30 16:00 | 839 | 836
2016-08-30 16:30 | 824 | 821
2016-08-30 17:00 | 899 | 897
2016-08-30 17:30 | 869 | 867
2016-08-30 18:00 | 915 | 914
2016-08-30 18:30 | 948 | 946
2016-08-30 19:00 | 942 | 941
2016-08-30 19:30 | 901 | 899
2016-08-30 20:00 | 896 | 894
2016-08-30 20:30 | 887 | 885
2016-08-30 21:00 | 816 | 812
2016-08-30 21:30 | 816 | 813
2016-08-30 22:00 | 891 | 888
2016-08-30 22:30 | 863 | 860
2016-08-30 23:00 | 876 | 873
2016-08-30 23:30 | 859 | 856
2016-08-31 | 835 | 831
2016-08-31 00:30 | 808 | 801
2016-08-31 01:00 | 790 | 778
2016-08-31 01:30 | 754 | 742
2016-08-31 02:00 | 713 | 699
2016-08-31 02:30 | 706 | 691
2016-08-31 03:00 | 700 | 685
2016-08-31 03:30 | 692 | 676
2016-08-31 04:00 | 704 | 689
2016-08-31 04:30 | 736 | 722
2016-08-31 05:00 | 779 | 768
2016-08-31 05:30 | 858 | 851
2016-08-31 06:00 | 874 | 871
2016-08-31 06:30 | 899 | 897
2016-08-31 07:00 | 934 | 933
2016-08-31 07:30 | 937 | 937
2016-08-31 08:00 | 901 | 901
2016-08-31 08:30 | 944 | 943
2016-08-31 09:00 | 932 | 931
2016-08-31 09:30 | 911 | 909
2016-08-31 10:00 | 913 | 912
2016-08-31 10:30 | 885 | 883
2016-08-31 11:00 | 920 | 919
2016-08-31 11:30 | 890 | 888
2016-08-31 12:00 | 921 | 920
2016-08-31 12:30 | 893 | 892
2016-08-31 13:00 | 905 | 904
2016-08-31 13:30 | 902 | 900
2016-08-31 14:00 | 918 | 916
2016-08-31 14:30 | 909 | 908
2016-08-31 15:00 | 909 | 907
2016-08-31 15:30 | 908 | 907
2016-08-31 16:00 | 926 | 925
2016-08-31 16:30 | 953 | 953
2016-08-31 17:00 | 966 | 965
2016-08-31 17:30 | 964 | 964
2016-08-31 18:00 | 965 | 964
2016-08-31 18:30 | 941 | 941
2016-08-31 19:00 | 923 | 922
2016-08-31 19:30 | 924 | 923
2016-08-31 20:00 | 919 | 918
2016-08-31 20:30 | 898 | 896
2016-08-31 21:00 | 928 | 926
2016-08-31 21:30 | 894 | 891
2016-08-31 22:00 | 881 | 878
2016-08-31 22:30 | 818 | 813
2016-08-31 23:00 | 856 | 851
2016-08-31 23:30 | 828 | 822
2016-09-01 | 770 | 762
2016-09-01 00:30 | 694 | 680
2016-09-01 01:00 | 593 | 572
2016-09-01 01:30 | 546 | 522
2016-09-01 02:00 | 508 | 480
2016-09-01 02:30 | 576 | 554
2016-09-01 03:00 | 663 | 646
2016-09-01 03:30 | 688 | 673
2016-09-01 04:00 | 686 | 671
2016-09-01 04:30 | 721 | 707
2016-09-01 05:00 | 758 | 746
2016-09-01 05:30 | 761 | 752
2016-09-01 06:00 | 745 | 738
2016-09-01 06:30 | 672 | 669
2016-09-01 07:00 | 651 | 649
2016-09-01 07:30 | 679 | 676
2016-09-01 08:00 | 634 | 629
2016-09-01 08:30 | 590 | 583
2016-09-01 09:00 | 636 | 631
2016-09-01 09:30 | 653 | 648
2016-09-01 10:00 | 652 | 648
2016-09-01 10:30 | 625 | 620
2016-09-01 11:00 | 573 | 567
2016-09-01 11:30 | 611 | 607
2016-09-01 12:00 | 610 | 605
2016-09-01 12:30 | 602 | 597
2016-09-01 13:00 | 637 | 633
2016-09-01 13:30 | 622 | 618
2016-09-01 14:00 | 644 | 640
2016-09-01 14:30 | 657 | 653
2016-09-01 15:00 | 666 | 663
2016-09-01 15:30 | 738 | 735
2016-09-01 16:00 | 750 | 748
2016-09-01 16:30 | 794 | 792
2016-09-01 17:00 | 838 | 837
2016-09-01 17:30 | 815 | 813
2016-09-01 18:00 | 797 | 796
2016-09-01 18:30 | 838 | 836
2016-09-01 19:00 | 869 | 868
2016-09-01 19:30 | 845 | 843
2016-09-01 20:00 | 831 | 829
2016-09-01 20:30 | 843 | 841
2016-09-01 21:00 | 884 | 883
2016-09-01 21:30 | 867 | 864
2016-09-01 22:00 | 850 | 847
2016-09-01 22:30 | 748 | 743
2016-09-01 23:00 | 774 | 769
2016-09-01 23:30 | 751 | 746
2016-09-02 | 702 | 695
2016-09-02 00:30 | 707 | 696
2016-09-02 01:00 | 679 | 663
2016-09-02 01:30 | 631 | 613
2016-09-02 02:00 | 611 | 592
2016-09-02 02:30 | 632 | 614
2016-09-02 03:00 | 634 | 616
2016-09-02 03:30 | 631 | 612
2016-09-02 04:00 | 648 | 631
2016-09-02 04:30 | 673 | 657
2016-09-02 05:00 | 673 | 657
2016-09-02 05:30 | 711 | 701
2016-09-02 06:00 | 783 | 776
2016-09-02 06:30 | 721 | 716
2016-09-02 07:00 | 699 | 694
2016-09-02 07:30 | 764 | 762
2016-09-02 08:00 | 716 | 714
2016-09-02 08:30 | 675 | 673
2016-09-02 09:00 | 654 | 652
2016-09-02 09:30 | 675 | 674
2016-09-02 10:00 | 678 | 676
2016-09-02 10:30 | 713 | 712
2016-09-02 11:00 | 712 | 711
2016-09-02 11:30 | 691 | 690
2016-09-02 12:00 | 693 | 692
2016-09-02 12:30 | 690 | 688
2016-09-02 13:00 | 639 | 637
2016-09-02 13:30 | 593 | 591
2016-09-02 14:00 | 618 | 616
2016-09-02 14:30 | 596 | 594
2016-09-02 15:00 | 637 | 635
2016-09-02 15:30 | 718 | 716
2016-09-02 16:00 | 711 | 710
2016-09-02 16:30 | 710 | 709
2016-09-02 17:00 | 758 | 757
2016-09-02 17:30 | 710 | 708
2016-09-02 18:00 | 689 | 688
2016-09-02 18:30 | 708 | 707
2016-09-02 19:00 | 725 | 724
2016-09-02 19:30 | 705 | 704
2016-09-02 20:00 | 677 | 676
2016-09-02 20:30 | 675 | 673
2016-09-02 21:00 | 683 | 682
2016-09-02 21:30 | 696 | 693
2016-09-02 22:00 | 698 | 693
2016-09-02 22:30 | 654 | 648
2016-09-02 23:00 | 692 | 686
2016-09-02 23:30 | 653 | 646
2016-09-03 | 631 | 622
2016-09-03 00:30 | 617 | 604
2016-09-03 01:00 | 595 | 582
2016-09-03 01:30 | 583 | 569
2016-09-03 02:00 | 595 | 581
2016-09-03 02:30 | 587 | 572
2016-09-03 03:00 | 587 | 572
2016-09-03 03:30 | 577 | 561
2016-09-03 04:00 | 574 | 557
2016-09-03 04:30 | 584 | 566
2016-09-03 05:00 | 607 | 590
2016-09-03 05:30 | 608 | 591
2016-09-03 06:00 | 617 | 600
2016-09-03 06:30 | 596 | 579
2016-09-03 07:00 | 583 | 567
2016-09-03 07:30 | 584 | 568
2016-09-03 08:00 | 593 | 578
2016-09-03 08:30 | 508 | 491
2016-09-03 09:00 | 462 | 445
2016-09-03 09:30 | 441 | 428
2016-09-03 10:00 | 475 | 463
2016-09-03 10:30 | 491 | 477
2016-09-03 11:00 | 494 | 479
2016-09-03 11:30 | 470 | 454
2016-09-03 12:00 | 473 | 457
2016-09-03 12:30 | 456 | 439
2016-09-03 13:00 | 475 | 458
2016-09-03 13:30 | 501 | 486
2016-09-03 14:00 | 516 | 502
2016-09-03 14:30 | 531 | 518
2016-09-03 15:00 | 566 | 553
2016-09-03 15:30 | 588 | 576
2016-09-03 16:00 | 615 | 605
2016-09-03 16:30 | 656 | 647
2016-09-03 17:00 | 692 | 684
2016-09-03 17:30 | 661 | 657
2016-09-03 18:00 | 686 | 683
2016-09-03 18:30 | 630 | 624
2016-09-03 19:00 | 641 | 636
2016-09-03 19:30 | 631 | 625
2016-09-03 20:00 | 669 | 665
2016-09-03 20:30 | 691 | 686
2016-09-03 21:00 | 706 | 702
2016-09-03 21:30 | 679 | 674
2016-09-03 22:00 | 678 | 672
2016-09-03 22:30 | 666 | 660
2016-09-03 23:00 | 687 | 680
2016-09-03 23:30 | 651 | 643
2016-09-04 | 652 | 641
2016-09-04 00:30 | 639 | 624
2016-09-04 01:00 | 611 | 594
2016-09-04 01:30 | 550 | 531
2016-09-04 02:00 | 515 | 493
2016-09-04 02:30 | 502 | 478
2016-09-04 03:00 | 488 | 463
2016-09-04 03:30 | 511 | 489
2016-09-04 04:00 | 535 | 514
2016-09-04 04:30 | 543 | 522
2016-09-04 05:00 | 544 | 523
2016-09-04 05:30 | 547 | 527
2016-09-04 06:00 | 515 | 494
2016-09-04 06:30 | 507 | 486
2016-09-04 07:00 | 501 | 479
2016-09-04 07:30 | 461 | 437
2016-09-04 08:00 | 458 | 434
2016-09-04 08:30 | 465 | 447
2016-09-04 09:00 | 466 | 447
2016-09-04 09:30 | 461 | 442
2016-09-04 10:00 | 444 | 424
2016-09-04 10:30 | 440 | 419
2016-09-04 11:00 | 437 | 416
2016-09-04 11:30 | 463 | 445
2016-09-04 12:00 | 475 | 456
2016-09-04 12:30 | 489 | 471
2016-09-04 13:00 | 507 | 489
2016-09-04 13:30 | 508 | 491
2016-09-04 14:00 | 511 | 494
2016-09-04 14:30 | 513 | 496
2016-09-04 15:00 | 542 | 527
2016-09-04 15:30 | 562 | 548
2016-09-04 16:00 | 542 | 528
2016-09-04 16:30 | 619 | 608
2016-09-04 17:00 | 694 | 686
2016-09-04 17:30 | 694 | 691
2016-09-04 18:00 | 699 | 697
2016-09-04 18:30 | 677 | 675
2016-09-04 19:00 | 696 | 693
2016-09-04 19:30 | 668 | 665
2016-09-04 20:00 | 628 | 625
2016-09-04 20:30 | 634 | 631
2016-09-04 21:00 | 618 | 615
2016-09-04 21:30 | 574 | 568
2016-09-04 22:00 | 567 | 556
2016-09-04 22:30 | 619 | 609
2016-09-04 23:00 | 657 | 648
2016-09-04 23:30 | 674 | 665
2016-09-05 | 639 | 626
2016-09-05 00:30 | 622 | 605
2016-09-05 01:00 | 548 | 529
2016-09-05 01:30 | 486 | 462
2016-09-05 02:00 | 473 | 448
2016-09-05 02:30 | 473 | 448
2016-09-05 03:00 | 478 | 453
2016-09-05 03:30 | 474 | 448
2016-09-05 04:00 | 477 | 451
2016-09-05 04:30 | 458 | 433
2016-09-05 05:00 | 474 | 450
2016-09-05 05:30 | 535 | 517
2016-09-05 06:00 | 573 | 557
2016-09-05 06:30 | 624 | 616
2016-09-05 07:00 | 613 | 607
2016-09-05 07:30 | 687 | 685
2016-09-05 08:00 | 667 | 665
2016-09-05 08:30 | 628 | 626
2016-09-05 09:00 | 617 | 613
2016-09-05 09:30 | 638 | 634
2016-09-05 10:00 | 588 | 584
2016-09-05 10:30 | 601 | 597
2016-09-05 11:00 | 624 | 621
2016-09-05 11:30 | 648 | 644
2016-09-05 12:00 | 670 | 667
2016-09-05 12:30 | 629 | 625
2016-09-05 13:00 | 608 | 604
2016-09-05 13:30 | 622 | 618
2016-09-05 14:00 | 634 | 630
2016-09-05 14:30 | 641 | 638
2016-09-05 15:00 | 662 | 658
2016-09-05 15:30 | 689 | 686
2016-09-05 16:00 | 715 | 712
2016-09-05 16:30 | 709 | 706
2016-09-05 17:00 | 712 | 710
2016-09-05 17:30 | 705 | 702
2016-09-05 18:00 | 682 | 680
2016-09-05 18:30 | 671 | 669
2016-09-05 19:00 | 663 | 661
2016-09-05 19:30 | 669 | 666
2016-09-05 20:00 | 696 | 694
2016-09-05 20:30 | 715 | 713
2016-09-05 21:00 | 676 | 673
2016-09-05 21:30 | 684 | 678
2016-09-05 22:00 | 676 | 667
2016-09-05 22:30 | 652 | 642
2016-09-05 23:00 | 676 | 665
2016-09-05 23:30 | 655 | 645
2016-09-06 | 627 | 613
2016-09-06 00:30 | 563 | 547
2016-09-06 01:00 | 500 | 480
2016-09-06 01:30 | 451 | 427
2016-09-06 02:00 | 421 | 393
2016-09-06 02:30 | 405 | 375
2016-09-06 03:00 | 394 | 364
2016-09-06 03:30 | 449 | 423
2016-09-06 04:00 | 495 | 472
2016-09-06 04:30 | 476 | 453
2016-09-06 05:00 | 501 | 481
2016-09-06 05:30 | 601 | 586
2016-09-06 06:00 | 652 | 640
2016-09-06 06:30 | 668 | 659
2016-09-06 07:00 | 654 | 647
2016-09-06 07:30 | 589 | 580
2016-09-06 08:00 | 607 | 598
2016-09-06 08:30 | 593 | 583
2016-09-06 09:00 | 577 | 567
2016-09-06 09:30 | 465 | 461
2016-09-06 10:00 | 505 | 502
2016-09-06 10:30 | 577 | 570
2016-09-06 11:00 | 627 | 617
2016-09-06 11:30 | 638 | 627
2016-09-06 12:00 | 633 | 623
2016-09-06 12:30 | 655 | 652
2016-09-06 13:00 | 667 | 662
2016-09-06 13:30 | 687 | 681
2016-09-06 14:00 | 678 | 672
2016-09-06 14:30 | 689 | 683
2016-09-06 15:00 | 687 | 681
2016-09-06 15:30 | 698 | 692
2016-09-06 16:00 | 718 | 713
2016-09-06 16:30 | 746 | 742
2016-09-06 17:00 | 734 | 729
2016-09-06 17:30 | 745 | 740
2016-09-06 18:00 | 759 | 754
2016-09-06 18:30 | 725 | 720
2016-09-06 19:00 | 720 | 714
2016-09-06 19:30 | 773 | 767
2016-09-06 20:00 | 777 | 772
2016-09-06 20:30 | 763 | 757
2016-09-06 21:00 | 736 | 729
2016-09-06 21:30 | 708 | 701
2016-09-06 22:00 | 698 | 692
2016-09-06 22:30 | 655 | 647
2016-09-06 23:00 | 651 | 642
2016-09-06 23:30 | 633 | 624
2016-09-07 | 615 | 606
2016-09-07 00:30 | 569 | 558
2016-09-07 01:00 | 497 | 482
2016-09-07 01:30 | 457 | 440
2016-09-07 02:00 | 466 | 449
2016-09-07 02:30 | 452 | 433
2016-09-07 03:00 | 464 | 446
2016-09-07 03:30 | 457 | 439
2016-09-07 04:00 | 455 | 437
2016-09-07 04:30 | 471 | 454
2016-09-07 05:00 | 496 | 480
2016-09-07 05:30 | 580 | 569
2016-09-07 06:00 | 625 | 614
2016-09-07 06:30 | 611 | 602
2016-09-07 07:00 | 663 | 657
2016-09-07 07:30 | 674 | 669
2016-09-07 08:00 | 684 | 679
2016-09-07 08:30 | 672 | 667
2016-09-07 09:00 | 654 | 648
2016-09-07 09:30 | 651 | 644
2016-09-07 10:00 | 656 | 648
2016-09-07 10:30 | 647 | 640
2016-09-07 11:00 | 630 | 622
2016-09-07 11:30 | 647 | 639
2016-09-07 12:00 | 629 | 620
2016-09-07 12:30 | 632 | 623
2016-09-07 13:00 | 632 | 623
2016-09-07 13:30 | 640 | 631
2016-09-07 14:00 | 636 | 628
2016-09-07 14:30 | 662 | 654
2016-09-07 15:00 | 670 | 662
2016-09-07 15:30 | 646 | 637
2016-09-07 16:00 | 655 | 647
2016-09-07 16:30 | 671 | 663
2016-09-07 17:00 | 713 | 707
2016-09-07 17:30 | 715 | 709
2016-09-07 18:00 | 744 | 739
2016-09-07 18:30 | 736 | 731
2016-09-07 19:00 | 740 | 735
2016-09-07 19:30 | 734 | 729
2016-09-07 20:00 | 721 | 716
2016-09-07 20:30 | 718 | 712
2016-09-07 21:00 | 704 | 698
2016-09-07 21:30 | 694 | 688
2016-09-07 22:00 | 660 | 651
2016-09-07 22:30 | 625 | 614
2016-09-07 23:00 | 635 | 625
2016-09-07 23:30 | 603 | 592
2016-09-08 | 631 | 620
2016-09-08 00:30 | 553 | 540
2016-09-08 01:00 | 485 | 469
2016-09-08 01:30 | 402 | 380
2016-09-08 02:00 | 404 | 382
2016-09-08 02:30 | 418 | 398
2016-09-08 03:00 | 413 | 392
2016-09-08 03:30 | 443 | 423
2016-09-08 04:00 | 451 | 431
2016-09-08 04:30 | 487 | 471
2016-09-08 05:00 | 480 | 464
2016-09-08 05:30 | 495 | 480
2016-09-08 06:00 | 580 | 567
2016-09-08 06:30 | 625 | 614
2016-09-08 07:00 | 633 | 625
2016-09-08 07:30 | 649 | 642
2016-09-08 08:00 | 676 | 670
2016-09-08 08:30 | 686 | 679
2016-09-08 09:00 | 670 | 664
2016-09-08 09:30 | 669 | 662
2016-09-08 10:00 | 680 | 673
2016-09-08 10:30 | 651 | 643
2016-09-08 11:00 | 636 | 627
2016-09-08 11:30 | 624 | 615
2016-09-08 12:00 | 628 | 619
2016-09-08 12:30 | 639 | 630
2016-09-08 13:00 | 640 | 632
2016-09-08 13:30 | 652 | 643
2016-09-08 14:00 | 645 | 636
2016-09-08 14:30 | 637 | 628
2016-09-08 15:00 | 631 | 622
2016-09-08 15:30 | 648 | 639
2016-09-08 16:00 | 675 | 667
2016-09-08 16:30 | 678 | 670
2016-09-08 17:00 | 670 | 661
2016-09-08 17:30 | 688 | 680
2016-09-08 18:00 | 703 | 697
2016-09-08 18:30 | 719 | 713
2016-09-08 19:00 | 723 | 715
2016-09-08 19:30 | 734 | 727
2016-09-08 20:00 | 740 | 732
2016-09-08 20:30 | 728 | 720
2016-09-08 21:00 | 702 | 692
2016-09-08 21:30 | 641 | 631
2016-09-08 22:00 | 625 | 615
2016-09-08 22:30 | 589 | 577
2016-09-08 23:00 | 615 | 601
2016-09-08 23:30 | 599 | 584
2016-09-09 | 619 | 605
2016-09-09 00:30 | 540 | 522
2016-09-09 01:00 | 489 | 468
2016-09-09 01:30 | 455 | 431
2016-09-09 02:00 | 459 | 435
2016-09-09 02:30 | 460 | 437
2016-09-09 03:00 | 455 | 430
2016-09-09 03:30 | 456 | 432
2016-09-09 04:00 | 447 | 423
2016-09-09 04:30 | 469 | 447
2016-09-09 05:00 | 502 | 482
2016-09-09 05:30 | 544 | 527
2016-09-09 06:00 | 588 | 578
2016-09-09 06:30 | 594 | 589
2016-09-09 07:00 | 633 | 631
2016-09-09 07:30 | 645 | 642
2016-09-09 08:00 | 688 | 685
2016-09-09 08:30 | 698 | 695
2016-09-09 09:00 | 690 | 686
2016-09-09 09:30 | 682 | 678
2016-09-09 10:00 | 665 | 661
2016-09-09 10:30 | 638 | 634
2016-09-09 11:00 | 649 | 646
2016-09-09 11:30 | 654 | 652
2016-09-09 12:00 | 640 | 637
2016-09-09 12:30 | 646 | 643
2016-09-09 13:00 | 644 | 641
2016-09-09 13:30 | 623 | 619
2016-09-09 14:00 | 636 | 632
2016-09-09 14:30 | 625 | 621
2016-09-09 15:00 | 646 | 643
2016-09-09 15:30 | 668 | 665
2016-09-09 16:00 | 689 | 686
2016-09-09 16:30 | 695 | 692
2016-09-09 17:00 | 701 | 698
2016-09-09 17:30 | 715 | 713
2016-09-09 18:00 | 738 | 736
2016-09-09 18:30 | 728 | 726
2016-09-09 19:00 | 726 | 723
2016-09-09 19:30 | 714 | 712
2016-09-09 20:00 | 702 | 699
2016-09-09 20:30 | 687 | 683
2016-09-09 21:00 | 664 | 660
2016-09-09 21:30 | 654 | 649
2016-09-09 22:00 | 642 | 632
2016-09-09 22:30 | 589 | 578
2016-09-09 23:00 | 633 | 623
2016-09-09 23:30 | 610 | 598
2016-09-10 | 604 | 590
2016-09-10 00:30 | 555 | 538
2016-09-10 01:00 | 492 | 471
2016-09-10 01:30 | 465 | 442
2016-09-10 02:00 | 453 | 429
2016-09-10 02:30 | 459 | 435
2016-09-10 03:00 | 468 | 443
2016-09-10 03:30 | 462 | 438
2016-09-10 04:00 | 442 | 417
2016-09-10 04:30 | 461 | 436
2016-09-10 05:00 | 465 | 441
2016-09-10 05:30 | 475 | 453
2016-09-10 06:00 | 495 | 473
2016-09-10 06:30 | 486 | 464
2016-09-10 07:00 | 471 | 449
2016-09-10 07:30 | 505 | 486
2016-09-10 08:00 | 525 | 511
2016-09-10 08:30 | 506 | 493
2016-09-10 09:00 | 523 | 513
2016-09-10 09:30 | 505 | 494
2016-09-10 10:00 | 563 | 553
2016-09-10 10:30 | 608 | 600
2016-09-10 11:00 | 596 | 588
2016-09-10 11:30 | 603 | 595
2016-09-10 12:00 | 601 | 592
2016-09-10 12:30 | 576 | 567
2016-09-10 13:00 | 571 | 562
2016-09-10 13:30 | 627 | 617
2016-09-10 14:00 | 626 | 616
2016-09-10 14:30 | 618 | 608
2016-09-10 15:00 | 629 | 620
2016-09-10 15:30 | 613 | 603
2016-09-10 16:00 | 605 | 595
2016-09-10 16:30 | 623 | 614
2016-09-10 17:00 | 633 | 626
2016-09-10 17:30 | 636 | 631
2016-09-10 18:00 | 653 | 650
2016-09-10 18:30 | 646 | 643
2016-09-10 19:00 | 654 | 651
2016-09-10 19:30 | 657 | 654
2016-09-10 20:00 | 682 | 679
2016-09-10 20:30 | 658 | 654
2016-09-10 21:00 | 657 | 653
2016-09-10 21:30 | 644 | 635
2016-09-10 22:00 | 638 | 626
2016-09-10 22:30 | 620 | 607
2016-09-10 23:00 | 628 | 616
2016-09-10 23:30 | 616 | 604
2016-09-11 | 624 | 610
2016-09-11 00:30 | 586 | 568
2016-09-11 01:00 | 542 | 522
2016-09-11 01:30 | 492 | 467
2016-09-11 02:00 | 422 | 391
2016-09-11 02:30 | 407 | 373
2016-09-11 03:00 | 373 | 335
2016-09-11 03:30 | 352 | 310
2016-09-11 04:00 | 323 | 275
2016-09-11 04:30 | 294 | 241
2016-09-11 05:00 | 251 | 185
2016-09-11 05:30 | 237 | 186
2016-09-11 06:00 | 278 | 239
2016-09-11 06:30 | 311 | 279
2016-09-11 07:00 | 345 | 316
2016-09-11 07:30 | 347 | 318
2016-09-11 08:00 | 317 | 285
2016-09-11 08:30 | 318 | 288
2016-09-11 09:00 | 340 | 312
2016-09-11 09:30 | 360 | 335
2016-09-11 10:00 | 353 | 327
2016-09-11 10:30 | 350 | 323
2016-09-11 11:00 | 349 | 322
2016-09-11 11:30 | 340 | 311
2016-09-11 12:00 | 314 | 276
2016-09-11 12:30 | 324 | 286
2016-09-11 13:00 | 336 | 299
2016-09-11 13:30 | 344 | 308
2016-09-11 14:00 | 358 | 324
2016-09-11 14:30 | 388 | 359
2016-09-11 15:00 | 402 | 375
2016-09-11 15:30 | 413 | 387
2016-09-11 16:00 | 428 | 403
2016-09-11 16:30 | 472 | 454
2016-09-11 17:00 | 574 | 562
2016-09-11 17:30 | 587 | 576
2016-09-11 18:00 | 582 | 572
2016-09-11 18:30 | 581 | 572
2016-09-11 19:00 | 621 | 612
2016-09-11 19:30 | 614 | 604
2016-09-11 20:00 | 641 | 631
2016-09-11 20:30 | 661 | 651
2016-09-11 21:00 | 664 | 654
2016-09-11 21:30 | 619 | 608
2016-09-11 22:00 | 603 | 591
2016-09-11 22:30 | 642 | 631
2016-09-11 23:00 | 666 | 656
2016-09-11 23:30 | 630 | 618
2016-09-12 | 608 | 594
2016-09-12 00:30 | 579 | 559
2016-09-12 01:00 | 564 | 537
2016-09-12 01:30 | 551 | 521
2016-09-12 02:00 | 535 | 505
2016-09-12 02:30 | 524 | 491
2016-09-12 03:00 | 534 | 502
2016-09-12 03:30 | 526 | 493
2016-09-12 04:00 | 597 | 571
2016-09-12 04:30 | 527 | 497
2016-09-12 05:00 | 553 | 526
2016-09-12 05:30 | 560 | 538
2016-09-12 06:00 | 585 | 571
2016-09-12 06:30 | 653 | 644
2016-09-12 07:00 | 661 | 656
2016-09-12 07:30 | 753 | 751
2016-09-12 08:00 | 673 | 670
2016-09-12 08:30 | 671 | 668
2016-09-12 09:00 | 672 | 668
2016-09-12 09:30 | 656 | 652
2016-09-12 10:00 | 647 | 643
2016-09-12 10:30 | 654 | 650
2016-09-12 11:00 | 651 | 648
2016-09-12 11:30 | 654 | 650
2016-09-12 12:00 | 631 | 628
2016-09-12 12:30 | 623 | 619
2016-09-12 13:00 | 616 | 612
2016-09-12 13:30 | 623 | 620
2016-09-12 14:00 | 638 | 634
2016-09-12 14:30 | 633 | 630
2016-09-12 15:00 | 651 | 649
2016-09-12 15:30 | 652 | 649
2016-09-12 16:00 | 644 | 641
2016-09-12 16:30 | 694 | 692
2016-09-12 17:00 | 686 | 684
2016-09-12 17:30 | 680 | 678
2016-09-12 18:00 | 665 | 663
2016-09-12 18:30 | 649 | 646
2016-09-12 19:00 | 672 | 669
2016-09-12 19:30 | 745 | 743
2016-09-12 20:00 | 742 | 740
2016-09-12 20:30 | 726 | 723
2016-09-12 21:00 | 741 | 739
2016-09-12 21:30 | 712 | 706
2016-09-12 22:00 | 679 | 670
2016-09-12 22:30 | 638 | 628
2016-09-12 23:00 | 714 | 705
2016-09-12 23:30 | 635 | 624
2016-09-13 | 595 | 580
2016-09-13 00:30 | 532 | 507
2016-09-13 01:00 | 502 | 467
2016-09-13 01:30 | 514 | 482
2016-09-13 02:00 | 507 | 475
2016-09-13 02:30 | 482 | 446
2016-09-13 03:00 | 473 | 435
2016-09-13 03:30 | 473 | 436
2016-09-13 04:00 | 468 | 431
2016-09-13 04:30 | 478 | 442
2016-09-13 05:00 | 516 | 487
2016-09-13 05:30 | 562 | 541
2016-09-13 06:00 | 615 | 599
2016-09-13 06:30 | 602 | 593
2016-09-13 07:00 | 558 | 552
2016-09-13 07:30 | 608 | 605
2016-09-13 08:00 | 526 | 520
2016-09-13 08:30 | 490 | 484
2016-09-13 09:00 | 486 | 479
2016-09-13 09:30 | 495 | 488
2016-09-13 10:00 | 506 | 499
2016-09-13 10:30 | 543 | 537
2016-09-13 11:00 | 577 | 572
2016-09-13 11:30 | 553 | 548
2016-09-13 12:00 | 546 | 542
2016-09-13 12:30 | 529 | 524
2016-09-13 13:00 | 544 | 540
2016-09-13 13:30 | 556 | 552
2016-09-13 14:00 | 524 | 519
2016-09-13 14:30 | 526 | 521
2016-09-13 15:00 | 513 | 508
2016-09-13 15:30 | 568 | 564
2016-09-13 16:00 | 598 | 595
2016-09-13 16:30 | 645 | 643
2016-09-13 17:00 | 486 | 480
2016-09-13 17:30 | 513 | 507
2016-09-13 18:00 | 653 | 650
2016-09-13 18:30 | 713 | 711
2016-09-13 19:00 | 737 | 735
2016-09-13 19:30 | 711 | 709
2016-09-13 20:00 | 694 | 691
2016-09-13 20:30 | 672 | 669
2016-09-13 21:00 | 685 | 683
2016-09-13 21:30 | 724 | 720
2016-09-13 22:00 | 668 | 660
2016-09-13 22:30 | 664 | 656
2016-09-13 23:00 | 751 | 744
2016-09-13 23:30 | 676 | 666
2016-09-14 | 627 | 613
2016-09-14 00:30 | 605 | 586
2016-09-14 01:00 | 567 | 542
2016-09-14 01:30 | 579 | 554
2016-09-14 02:00 | 553 | 525
2016-09-14 02:30 | 550 | 522
2016-09-14 03:00 | 536 | 506
2016-09-14 03:30 | 524 | 494
2016-09-14 04:00 | 527 | 496
2016-09-14 04:30 | 560 | 532
2016-09-14 05:00 | 580 | 555
2016-09-14 05:30 | 609 | 587
2016-09-14 06:00 | 636 | 623
2016-09-14 06:30 | 659 | 653
2016-09-14 07:00 | 688 | 683
2016-09-14 07:30 | 686 | 682
2016-09-14 08:00 | 602 | 598
2016-09-14 08:30 | 579 | 575
2016-09-14 09:00 | 574 | 571
2016-09-14 09:30 | 552 | 545
2016-09-14 10:00 | 556 | 550
2016-09-14 10:30 | 601 | 596
2016-09-14 11:00 | 657 | 653
2016-09-14 11:30 | 641 | 637
2016-09-14 12:00 | 657 | 653
2016-09-14 12:30 | 710 | 707
2016-09-14 13:00 | 735 | 732
2016-09-14 13:30 | 741 | 739
2016-09-14 14:00 | 702 | 699
2016-09-14 14:30 | 662 | 659
2016-09-14 15:00 | 665 | 661
2016-09-14 15:30 | 796 | 794
2016-09-14 16:00 | 832 | 830
2016-09-14 16:30 | 810 | 808
2016-09-14 17:00 | 792 | 790
2016-09-14 17:30 | 770 | 767
2016-09-14 18:00 | 814 | 812
2016-09-14 18:30 | 766 | 763
2016-09-14 19:00 | 735 | 732
2016-09-14 19:30 | 728 | 725
2016-09-14 20:00 | 714 | 711
2016-09-14 20:30 | 724 | 720
2016-09-14 21:00 | 725 | 722
2016-09-14 21:30 | 758 | 756
2016-09-14 22:00 | 747 | 742
2016-09-14 22:30 | 634 | 625
2016-09-14 23:00 | 704 | 696
2016-09-14 23:30 | 666 | 657
2016-09-15 | 595 | 582
2016-09-15 00:30 | 573 | 549
2016-09-15 01:00 | 588 | 564
2016-09-15 01:30 | 553 | 526
2016-09-15 02:00 | 519 | 489
2016-09-15 02:30 | 536 | 506
2016-09-15 03:00 | 590 | 565
2016-09-15 03:30 | 613 | 590
2016-09-15 04:00 | 611 | 588
2016-09-15 04:30 | 611 | 588
2016-09-15 05:00 | 634 | 613
2016-09-15 05:30 | 600 | 577
2016-09-15 06:00 | 678 | 666
2016-09-15 06:30 | 772 | 767
2016-09-15 07:00 | 725 | 724
2016-09-15 07:30 | 720 | 718
2016-09-15 08:00 | 711 | 710
2016-09-15 08:30 | 676 | 674
2016-09-15 09:00 | 690 | 688
2016-09-15 09:30 | 743 | 741
2016-09-15 10:00 | 783 | 781
2016-09-15 10:30 | 787 | 785
2016-09-15 11:00 | 782 | 781
2016-09-15 11:30 | 853 | 852
2016-09-15 12:00 | 832 | 831
2016-09-15 12:30 | 839 | 838
2016-09-15 13:00 | 865 | 865
2016-09-15 13:30 | 900 | 900
2016-09-15 14:00 | 892 | 892
2016-09-15 14:30 | 906 | 906
2016-09-15 15:00 | 873 | 873
2016-09-15 15:30 | 876 | 875
2016-09-15 16:00 | 901 | 901
2016-09-15 16:30 | 900 | 900
2016-09-15 17:00 | 884 | 884
2016-09-15 17:30 | 929 | 929
2016-09-15 18:00 | 919 | 919
2016-09-15 18:30 | 889 | 889
2016-09-15 19:00 | 856 | 856
2016-09-15 19:30 | 886 | 886
2016-09-15 20:00 | 877 | 877
2016-09-15 20:30 | 853 | 853
2016-09-15 21:00 | 780 | 779
2016-09-15 21:30 | 695 | 689
2016-09-15 22:00 | 676 | 667
2016-09-15 22:30 | 643 | 633
2016-09-15 23:00 | 685 | 675
2016-09-15 23:30 | 620 | 607
2016-09-16 | 547 | 524
2016-09-16 00:30 | 498 | 464
2016-09-16 01:00 | 454 | 413
2016-09-16 01:30 | 422 | 379
2016-09-16 02:00 | 414 | 371
2016-09-16 02:30 | 443 | 405
2016-09-16 03:00 | 454 | 417
2016-09-16 03:30 | 453 | 416
2016-09-16 04:00 | 453 | 416
2016-09-16 04:30 | 469 | 434
2016-09-16 05:00 | 512 | 484
2016-09-16 05:30 | 555 | 532
2016-09-16 06:00 | 594 | 578
2016-09-16 06:30 | 553 | 538
2016-09-16 07:00 | 547 | 536
2016-09-16 07:30 | 573 | 563
2016-09-16 08:00 | 517 | 504
2016-09-16 08:30 | 556 | 546
2016-09-16 09:00 | 593 | 581
2016-09-16 09:30 | 633 | 621
2016-09-16 10:00 | 643 | 632
2016-09-16 10:30 | 680 | 670
2016-09-16 11:00 | 706 | 697
2016-09-16 11:30 | 721 | 712
2016-09-16 12:00 | 739 | 731
2016-09-16 12:30 | 761 | 753
2016-09-16 13:00 | 769 | 761
2016-09-16 13:30 | 768 | 759
2016-09-16 14:00 | 783 | 775
2016-09-16 14:30 | 741 | 731
2016-09-16 15:00 | 724 | 714
2016-09-16 15:30 | 736 | 726
2016-09-16 16:00 | 769 | 760
2016-09-16 16:30 | 808 | 800
2016-09-16 17:00 | 798 | 790
2016-09-16 17:30 | 710 | 700
2016-09-16 18:00 | 651 | 638
2016-09-16 18:30 | 695 | 685
2016-09-16 19:00 | 719 | 709
2016-09-16 19:30 | 703 | 693
2016-09-16 20:00 | 746 | 737
2016-09-16 20:30 | 713 | 704
2016-09-16 21:00 | 681 | 674
2016-09-16 21:30 | 667 | 658
2016-09-16 22:00 | 654 | 645
2016-09-16 22:30 | 636 | 628
2016-09-16 23:00 | 723 | 718
2016-09-16 23:30 | 716 | 709
2016-09-17 | 626 | 612
2016-09-17 00:30 | 577 | 552
2016-09-17 01:00 | 554 | 527
2016-09-17 01:30 | 529 | 499
2016-09-17 02:00 | 505 | 471
2016-09-17 02:30 | 552 | 522
2016-09-17 03:00 | 539 | 508
2016-09-17 03:30 | 538 | 506
2016-09-17 04:00 | 523 | 490
2016-09-17 04:30 | 535 | 503
2016-09-17 05:00 | 543 | 513
2016-09-17 05:30 | 569 | 541
2016-09-17 06:00 | 570 | 544
2016-09-17 06:30 | 546 | 518
2016-09-17 07:00 | 532 | 509
2016-09-17 07:30 | 518 | 496
2016-09-17 08:00 | 499 | 477
2016-09-17 08:30 | 489 | 470
2016-09-17 09:00 | 496 | 480
2016-09-17 09:30 | 500 | 485
2016-09-17 10:00 | 500 | 485
2016-09-17 10:30 | 523 | 508
2016-09-17 11:00 | 569 | 557
2016-09-17 11:30 | 591 | 580
2016-09-17 12:00 | 569 | 557
2016-09-17 12:30 | 575 | 563
2016-09-17 13:00 | 562 | 548
2016-09-17 13:30 | 568 | 555
2016-09-17 14:00 | 550 | 536
2016-09-17 14:30 | 544 | 529
2016-09-17 15:00 | 550 | 536
2016-09-17 15:30 | 525 | 509
2016-09-17 16:00 | 547 | 532
2016-09-17 16:30 | 530 | 517
2016-09-17 17:00 | 598 | 591
2016-09-17 17:30 | 594 | 590
2016-09-17 18:00 | 542 | 537
2016-09-17 18:30 | 564 | 559
2016-09-17 19:00 | 577 | 572
2016-09-17 19:30 | 581 | 576
2016-09-17 20:00 | 613 | 608
2016-09-17 20:30 | 594 | 588
2016-09-17 21:00 | 571 | 564
2016-09-17 21:30 | 555 | 546
2016-09-17 22:00 | 585 | 573
2016-09-17 22:30 | 642 | 631
2016-09-17 23:00 | 674 | 665
2016-09-17 23:30 | 631 | 619
2016-09-18 | 611 | 596
2016-09-18 00:30 | 596 | 575
2016-09-18 01:00 | 575 | 546
2016-09-18 01:30 | 521 | 488
2016-09-18 02:00 | 503 | 468
2016-09-18 02:30 | 468 | 427
2016-09-18 03:00 | 461 | 418
2016-09-18 03:30 | 464 | 422
2016-09-18 04:00 | 456 | 413
2016-09-18 04:30 | 435 | 388
2016-09-18 05:00 | 428 | 381
2016-09-18 05:30 | 438 | 394
2016-09-18 06:00 | 434 | 394
2016-09-18 06:30 | 434 | 410
2016-09-18 07:00 | 457 | 429
2016-09-18 07:30 | 469 | 445
2016-09-18 08:00 | 470 | 447
2016-09-18 08:30 | 446 | 429
2016-09-18 09:00 | 490 | 476
2016-09-18 09:30 | 465 | 454
2016-09-18 10:00 | 477 | 468
2016-09-18 10:30 | 506 | 498
2016-09-18 11:00 | 525 | 518
2016-09-18 11:30 | 502 | 494
2016-09-18 12:00 | 475 | 465
2016-09-18 12:30 | 506 | 498
2016-09-18 13:00 | 554 | 548
2016-09-18 13:30 | 564 | 558
2016-09-18 14:00 | 557 | 551
2016-09-18 14:30 | 562 | 556
2016-09-18 15:00 | 553 | 547
2016-09-18 15:30 | 575 | 569
2016-09-18 16:00 | 610 | 605
2016-09-18 16:30 | 633 | 630
2016-09-18 17:00 | 647 | 643
2016-09-18 17:30 | 634 | 630
2016-09-18 18:00 | 631 | 627
2016-09-18 18:30 | 610 | 606
2016-09-18 19:00 | 608 | 604
2016-09-18 19:30 | 612 | 607
2016-09-18 20:00 | 575 | 569
2016-09-18 20:30 | 578 | 572
2016-09-18 21:00 | 533 | 526
2016-09-18 21:30 | 512 | 500
2016-09-18 22:00 | 523 | 507
2016-09-18 22:30 | 589 | 575
2016-09-18 23:00 | 647 | 636
2016-09-18 23:30 | 618 | 606
2016-09-19 | 594 | 577
2016-09-19 00:30 | 556 | 533
2016-09-19 01:00 | 556 | 526
2016-09-19 01:30 | 503 | 467
2016-09-19 02:00 | 472 | 433
2016-09-19 02:30 | 470 | 430
2016-09-19 03:00 | 470 | 431
2016-09-19 03:30 | 460 | 419
2016-09-19 04:00 | 448 | 406
2016-09-19 04:30 | 454 | 413
2016-09-19 05:00 | 487 | 452
2016-09-19 05:30 | 550 | 523
2016-09-19 06:00 | 576 | 555
2016-09-19 06:30 | 558 | 541
2016-09-19 07:00 | 553 | 544
2016-09-19 07:30 | 632 | 629
2016-09-19 08:00 | 598 | 597
2016-09-19 08:30 | 597 | 595
2016-09-19 09:00 | 655 | 654
2016-09-19 09:30 | 633 | 632
2016-09-19 10:00 | 634 | 633
2016-09-19 10:30 | 602 | 600
2016-09-19 11:00 | 630 | 629
2016-09-19 11:30 | 626 | 624
2016-09-19 12:00 | 657 | 656
2016-09-19 12:30 | 659 | 657
2016-09-19 13:00 | 670 | 669
2016-09-19 13:30 | 683 | 681
2016-09-19 14:00 | 686 | 683
2016-09-19 14:30 | 715 | 713
2016-09-19 15:00 | 739 | 737
2016-09-19 15:30 | 745 | 743
2016-09-19 16:00 | 756 | 754
2016-09-19 16:30 | 788 | 787
2016-09-19 17:00 | 750 | 748
2016-09-19 17:30 | 665 | 662
2016-09-19 18:00 | 657 | 654
2016-09-19 18:30 | 650 | 647
2016-09-19 19:00 | 658 | 654
2016-09-19 19:30 | 622 | 617
2016-09-19 20:00 | 622 | 617
2016-09-19 20:30 | 682 | 677
2016-09-19 21:00 | 676 | 670
2016-09-19 21:30 | 624 | 616
2016-09-19 22:00 | 649 | 640
2016-09-19 22:30 | 663 | 654
2016-09-19 23:00 | 669 | 660
2016-09-19 23:30 | 588 | 574
2016-09-20 | 552 | 535
2016-09-20 00:30 | 563 | 543
2016-09-20 01:00 | 540 | 511
2016-09-20 01:30 | 488 | 452
2016-09-20 02:00 | 475 | 437
2016-09-20 02:30 | 458 | 416
2016-09-20 03:00 | 450 | 408
2016-09-20 03:30 | 449 | 405
2016-09-20 04:00 | 460 | 418
2016-09-20 04:30 | 474 | 435
2016-09-20 05:00 | 496 | 461
2016-09-20 05:30 | 576 | 551
2016-09-20 06:00 | 638 | 622
2016-09-20 06:30 | 620 | 607
2016-09-20 07:00 | 613 | 602
2016-09-20 07:30 | 621 | 614
2016-09-20 08:00 | 600 | 593
2016-09-20 08:30 | 606 | 599
2016-09-20 09:00 | 617 | 611
2016-09-20 09:30 | 603 | 595
2016-09-20 10:00 | 554 | 545
2016-09-20 10:30 | 543 | 533
2016-09-20 11:00 | 524 | 513
2016-09-20 11:30 | 565 | 557
2016-09-20 12:00 | 566 | 558
2016-09-20 12:30 | 599 | 592
2016-09-20 13:00 | 645 | 639
2016-09-20 13:30 | 588 | 580
2016-09-20 14:00 | 602 | 595
2016-09-20 14:30 | 626 | 620
2016-09-20 15:00 | 633 | 627
2016-09-20 15:30 | 632 | 626
2016-09-20 16:00 | 663 | 658
2016-09-20 16:30 | 701 | 696
2016-09-20 17:00 | 742 | 738
2016-09-20 17:30 | 732 | 729
2016-09-20 18:00 | 662 | 657
2016-09-20 18:30 | 631 | 622
2016-09-20 19:00 | 626 | 619
2016-09-20 19:30 | 645 | 638
2016-09-20 20:00 | 655 | 649
2016-09-20 20:30 | 653 | 649
2016-09-20 21:00 | 637 | 632
2016-09-20 21:30 | 619 | 612
2016-09-20 22:00 | 615 | 607
2016-09-20 22:30 | 605 | 593
2016-09-20 23:00 | 668 | 658
2016-09-20 23:30 | 612 | 598
2016-09-21 | 544 | 521
2016-09-21 00:30 | 507 | 482
2016-09-21 01:00 | 500 | 465
2016-09-21 01:30 | 450 | 406
2016-09-21 02:00 | 427 | 380
2016-09-21 02:30 | 403 | 352
2016-09-21 03:00 | 399 | 349
2016-09-21 03:30 | 386 | 333
2016-09-21 04:00 | 377 | 329
2016-09-21 04:30 | 398 | 355
2016-09-21 05:00 | 423 | 385
2016-09-21 05:30 | 490 | 462
2016-09-21 06:00 | 546 | 526
2016-09-21 06:30 | 551 | 534
2016-09-21 07:00 | 543 | 531
2016-09-21 07:30 | 578 | 576
2016-09-21 08:00 | 554 | 552
2016-09-21 08:30 | 533 | 532
2016-09-21 09:00 | 550 | 549
2016-09-21 09:30 | 598 | 598
2016-09-21 10:00 | 577 | 576
2016-09-21 10:30 | 607 | 607
2016-09-21 11:00 | 639 | 639
2016-09-21 11:30 | 649 | 649
2016-09-21 12:00 | 686 | 685
2016-09-21 12:30 | 663 | 662
2016-09-21 13:00 | 665 | 664
2016-09-21 13:30 | 698 | 697
2016-09-21 14:00 | 665 | 663
2016-09-21 14:30 | 623 | 621
2016-09-21 15:00 | 671 | 669
2016-09-21 15:30 | 642 | 639
2016-09-21 16:00 | 567 | 563
2016-09-21 16:30 | 602 | 599
2016-09-21 17:00 | 620 | 617
2016-09-21 17:30 | 581 | 578
2016-09-21 18:00 | 568 | 565
2016-09-21 18:30 | 533 | 529
2016-09-21 19:00 | 499 | 494
2016-09-21 19:30 | 491 | 488
2016-09-21 20:00 | 502 | 498
2016-09-21 20:30 | 493 | 489
2016-09-21 21:00 | 489 | 485
2016-09-21 21:30 | 487 | 476
2016-09-21 22:00 | 505 | 491
2016-09-21 22:30 | 467 | 449
2016-09-21 23:00 | 526 | 513
2016-09-21 23:30 | 504 | 488
2016-09-22 | 440 | 419
2016-09-22 00:30 | 392 | 359
2016-09-22 01:00 | 365 | 325
2016-09-22 01:30 | 364 | 316
2016-09-22 02:00 | 344 | 289
2016-09-22 02:30 | 346 | 290
2016-09-22 03:00 | 330 | 280
2016-09-22 03:30 | 371 | 321
2016-09-22 04:00 | 387 | 343
2016-09-22 04:30 | 411 | 372
2016-09-22 05:00 | 434 | 399
2016-09-22 05:30 | 443 | 413
2016-09-22 06:00 | 480 | 460
2016-09-22 06:30 | 449 | 436
2016-09-22 07:00 | 405 | 395
2016-09-22 07:30 | 471 | 465
2016-09-22 08:00 | 440 | 432
2016-09-22 08:30 | 429 | 421
2016-09-22 09:00 | 413 | 405
2016-09-22 09:30 | 417 | 410
2016-09-22 10:00 | 344 | 333
2016-09-22 10:30 | 340 | 330
2016-09-22 11:00 | 299 | 286
2016-09-22 11:30 | 298 | 286
2016-09-22 12:00 | 293 | 280
2016-09-22 12:30 | 291 | 278
2016-09-22 13:00 | 319 | 308
2016-09-22 13:30 | 317 | 308
2016-09-22 14:00 | 305 | 297
2016-09-22 14:30 | 328 | 322
2016-09-22 15:00 | 360 | 354
2016-09-22 15:30 | 400 | 395
2016-09-22 16:00 | 394 | 389
2016-09-22 16:30 | 429 | 425
2016-09-22 17:00 | 461 | 457
2016-09-22 17:30 | 477 | 474
2016-09-22 18:00 | 499 | 496
2016-09-22 18:30 | 511 | 508
2016-09-22 19:00 | 523 | 517
2016-09-22 19:30 | 610 | 607
2016-09-22 20:00 | 624 | 620
2016-09-22 20:30 | 585 | 579
2016-09-22 21:00 | 560 | 556
2016-09-22 21:30 | 520 | 512
2016-09-22 22:00 | 503 | 489
2016-09-22 22:30 | 484 | 468
2016-09-22 23:00 | 509 | 494
2016-09-22 23:30 | 506 | 486
2016-09-23 | 439 | 414
2016-09-23 00:30 | 421 | 390
2016-09-23 01:00 | 401 | 360
2016-09-23 01:30 | 372 | 326
2016-09-23 02:00 | 350 | 295
2016-09-23 02:30 | 336 | 284
2016-09-23 03:00 | 322 | 265
2016-09-23 03:30 | 322 | 277
2016-09-23 04:00 | 351 | 305
2016-09-23 04:30 | 375 | 326
2016-09-23 05:00 | 406 | 365
2016-09-23 05:30 | 447 | 415
2016-09-23 06:00 | 485 | 463
2016-09-23 06:30 | 491 | 473
2016-09-23 07:00 | 441 | 424
2016-09-23 07:30 | 502 | 494
2016-09-23 08:00 | 525 | 518
2016-09-23 08:30 | 506 | 498
2016-09-23 09:00 | 480 | 474
2016-09-23 09:30 | 478 | 472
2016-09-23 10:00 | 449 | 441
2016-09-23 10:30 | 407 | 400
2016-09-23 11:00 | 386 | 381
2016-09-23 11:30 | 390 | 386
2016-09-23 12:00 | 397 | 393
2016-09-23 12:30 | 437 | 432
2016-09-23 13:00 | 482 | 478
2016-09-23 13:30 | 514 | 510
2016-09-23 14:00 | 510 | 505
2016-09-23 14:30 | 556 | 553
2016-09-23 15:00 | 501 | 496
2016-09-23 15:30 | 553 | 549
2016-09-23 16:00 | 580 | 576
2016-09-23 16:30 | 597 | 594
2016-09-23 17:00 | 666 | 664
2016-09-23 17:30 | 696 | 694
2016-09-23 18:00 | 690 | 689
2016-09-23 18:30 | 721 | 720
2016-09-23 19:00 | 719 | 718
2016-09-23 19:30 | 703 | 702
2016-09-23 20:00 | 689 | 687
2016-09-23 20:30 | 681 | 679
2016-09-23 21:00 | 635 | 632
2016-09-23 21:30 | 573 | 564
2016-09-23 22:00 | 566 | 555
2016-09-23 22:30 | 559 | 542
2016-09-23 23:00 | 561 | 545
2016-09-23 23:30 | 476 | 453
2016-09-24 | 401 | 370
2016-09-24 00:30 | 422 | 383
2016-09-24 01:00 | 433 | 394
2016-09-24 01:30 | 381 | 332
2016-09-24 02:00 | 346 | 288
2016-09-24 02:30 | 347 | 289
2016-09-24 03:00 | 341 | 280
2016-09-24 03:30 | 351 | 295
2016-09-24 04:00 | 377 | 327
2016-09-24 04:30 | 376 | 325
2016-09-24 05:00 | 358 | 304
2016-09-24 05:30 | 377 | 328
2016-09-24 06:00 | 387 | 341
2016-09-24 06:30 | 357 | 313
2016-09-24 07:00 | 342 | 311
2016-09-24 07:30 | 342 | 312
2016-09-24 08:00 | 315 | 292
2016-09-24 08:30 | 333 | 319
2016-09-24 09:00 | 313 | 299
2016-09-24 09:30 | 351 | 344
2016-09-24 10:00 | 329 | 317
2016-09-24 10:30 | 325 | 312
2016-09-24 11:00 | 365 | 355
2016-09-24 11:30 | 358 | 348
2016-09-24 12:00 | 322 | 310
2016-09-24 12:30 | 369 | 360
2016-09-24 13:00 | 381 | 372
2016-09-24 13:30 | 321 | 310
2016-09-24 14:00 | 289 | 279
2016-09-24 14:30 | 330 | 323
2016-09-24 15:00 | 415 | 411
2016-09-24 15:30 | 481 | 478
2016-09-24 16:00 | 467 | 464
2016-09-24 16:30 | 554 | 552
2016-09-24 17:00 | 631 | 630
2016-09-24 17:30 | 641 | 640
2016-09-24 18:00 | 592 | 590
2016-09-24 18:30 | 645 | 644
2016-09-24 19:00 | 672 | 672
2016-09-24 19:30 | 636 | 635
2016-09-24 20:00 | 661 | 661
2016-09-24 20:30 | 646 | 646
2016-09-24 21:00 | 607 | 604
2016-09-24 21:30 | 593 | 586
2016-09-24 22:00 | 567 | 553
2016-09-24 22:30 | 573 | 558
2016-09-24 23:00 | 637 | 621
2016-09-24 23:30 | 545 | 522
2016-09-25 | 489 | 462
2016-09-25 00:30 | 473 | 442
2016-09-25 01:00 | 457 | 423
2016-09-25 01:30 | 491 | 459
2016-09-25 02:00 | 455 | 418
2016-09-25 02:30 | 489 | 455
2016-09-25 03:00 | 467 | 430
2016-09-25 03:30 | 464 | 426
2016-09-25 04:00 | 516 | 484
2016-09-25 04:30 | 446 | 404
2016-09-25 05:00 | 434 | 391
2016-09-25 05:30 | 428 | 384
2016-09-25 06:00 | 409 | 368
2016-09-25 06:30 | 413 | 378
2016-09-25 07:00 | 416 | 390
2016-09-25 07:30 | 415 | 391
2016-09-25 08:00 | 423 | 400
2016-09-25 08:30 | 436 | 415
2016-09-25 09:00 | 447 | 428
2016-09-25 09:30 | 458 | 439
2016-09-25 10:00 | 427 | 405
2016-09-25 10:30 | 411 | 380
2016-09-25 11:00 | 415 | 385
2016-09-25 11:30 | 456 | 432
2016-09-25 12:00 | 422 | 393
2016-09-25 12:30 | 474 | 451
2016-09-25 13:00 | 570 | 554
2016-09-25 13:30 | 618 | 604
2016-09-25 14:00 | 579 | 563
2016-09-25 14:30 | 602 | 587
2016-09-25 15:00 | 588 | 572
2016-09-25 15:30 | 589 | 573
2016-09-25 16:00 | 612 | 601
2016-09-25 16:30 | 625 | 617
2016-09-25 17:00 | 631 | 626
2016-09-25 17:30 | 653 | 648
2016-09-25 18:00 | 641 | 636
2016-09-25 18:30 | 661 | 656
2016-09-25 19:00 | 661 | 656
2016-09-25 19:30 | 643 | 636
2016-09-25 20:00 | 661 | 656
2016-09-25 20:30 | 660 | 654
2016-09-25 21:00 | 614 | 603
2016-09-25 21:30 | 546 | 531
2016-09-25 22:00 | 535 | 520
2016-09-25 22:30 | 599 | 586
2016-09-25 23:00 | 648 | 635
2016-09-25 23:30 | 581 | 564
2016-09-26 | 528 | 501
2016-09-26 00:30 | 524 | 494
2016-09-26 01:00 | 462 | 422
2016-09-26 01:30 | 431 | 388
2016-09-26 02:00 | 400 | 352
2016-09-26 02:30 | 387 | 337
2016-09-26 03:00 | 367 | 325
2016-09-26 03:30 | 367 | 326
2016-09-26 04:00 | 371 | 331
2016-09-26 04:30 | 385 | 348
2016-09-26 05:00 | 369 | 331
2016-09-26 05:30 | 457 | 432
2016-09-26 06:00 | 531 | 512
2016-09-26 06:30 | 561 | 545
2016-09-26 07:00 | 558 | 545
2016-09-26 07:30 | 554 | 541
2016-09-26 08:00 | 558 | 549
2016-09-26 08:30 | 566 | 558
2016-09-26 09:00 | 557 | 549
2016-09-26 09:30 | 559 | 552
2016-09-26 10:00 | 568 | 561
2016-09-26 10:30 | 528 | 520
2016-09-26 11:00 | 541 | 534
2016-09-26 11:30 | 557 | 551
2016-09-26 12:00 | 545 | 538
2016-09-26 12:30 | 557 | 551
2016-09-26 13:00 | 564 | 557
2016-09-26 13:30 | 580 | 575
2016-09-26 14:00 | 604 | 599
2016-09-26 14:30 | 652 | 648
2016-09-26 15:00 | 701 | 698
2016-09-26 15:30 | 734 | 732
2016-09-26 16:00 | 775 | 772
2016-09-26 16:30 | 811 | 809
2016-09-26 17:00 | 787 | 785
2016-09-26 17:30 | 771 | 768
2016-09-26 18:00 | 745 | 743
2016-09-26 18:30 | 758 | 757
2016-09-26 19:00 | 780 | 779
2016-09-26 19:30 | 751 | 750
2016-09-26 20:00 | 739 | 738
2016-09-26 20:30 | 705 | 703
2016-09-26 21:00 | 640 | 636
2016-09-26 21:30 | 626 | 620
2016-09-26 22:00 | 604 | 593
2016-09-26 22:30 | 599 | 590
2016-09-26 23:00 | 681 | 673
2016-09-26 23:30 | 580 | 565
2016-09-27 | 513 | 493
2016-09-27 00:30 | 505 | 475
2016-09-27 01:00 | 456 | 420
2016-09-27 01:30 | 407 | 363
2016-09-27 02:00 | 372 | 323
2016-09-27 02:30 | 363 | 312
2016-09-27 03:00 | 400 | 356
2016-09-27 03:30 | 393 | 348
2016-09-27 04:00 | 362 | 311
2016-09-27 04:30 | 371 | 323
2016-09-27 05:00 | 394 | 352
2016-09-27 05:30 | 457 | 426
2016-09-27 06:00 | 515 | 497
2016-09-27 06:30 | 516 | 500
2016-09-27 07:00 | 475 | 459
2016-09-27 07:30 | 581 | 572
2016-09-27 08:00 | 552 | 538
2016-09-27 08:30 | 633 | 622
2016-09-27 09:00 | 677 | 668
2016-09-27 09:30 | 610 | 597
2016-09-27 10:00 | 635 | 623
2016-09-27 10:30 | 642 | 630
2016-09-27 11:00 | 587 | 572
2016-09-27 11:30 | 628 | 615
2016-09-27 12:00 | 617 | 603
2016-09-27 12:30 | 591 | 575
2016-09-27 13:00 | 572 | 556
2016-09-27 13:30 | 594 | 580
2016-09-27 14:00 | 579 | 564
2016-09-27 14:30 | 594 | 581
2016-09-27 15:00 | 654 | 643
2016-09-27 15:30 | 685 | 675
2016-09-27 16:00 | 692 | 684
2016-09-27 16:30 | 729 | 724
2016-09-27 17:00 | 813 | 809
2016-09-27 17:30 | 816 | 813
2016-09-27 18:00 | 815 | 811
2016-09-27 18:30 | 790 | 787
2016-09-27 19:00 | 792 | 789
2016-09-27 19:30 | 738 | 734
2016-09-27 20:00 | 704 | 698
2016-09-27 20:30 | 711 | 705
2016-09-27 21:00 | 683 | 675
2016-09-27 21:30 | 657 | 649
2016-09-27 22:00 | 641 | 632
2016-09-27 22:30 | 727 | 717
2016-09-27 23:00 | 763 | 754
2016-09-27 23:30 | 668 | 654
2016-09-28 | 600 | 580
2016-09-28 00:30 | 531 | 501
2016-09-28 01:00 | 519 | 488
2016-09-28 01:30 | 489 | 455
2016-09-28 02:00 | 477 | 442
2016-09-28 02:30 | 468 | 431
2016-09-28 03:00 | 470 | 434
2016-09-28 03:30 | 471 | 434
2016-09-28 04:00 | 458 | 420
2016-09-28 04:30 | 480 | 445
2016-09-28 05:00 | 524 | 494
2016-09-28 05:30 | 577 | 554
2016-09-28 06:00 | 625 | 606
2016-09-28 06:30 | 631 | 618
2016-09-28 07:00 | 602 | 589
2016-09-28 07:30 | 622 | 612
2016-09-28 08:00 | 598 | 587
2016-09-28 08:30 | 582 | 571
2016-09-28 09:00 | 607 | 598
2016-09-28 09:30 | 622 | 614
2016-09-28 10:00 | 663 | 656
2016-09-28 10:30 | 701 | 694
2016-09-28 11:00 | 669 | 663
2016-09-28 11:30 | 649 | 641
2016-09-28 12:00 | 581 | 571
2016-09-28 12:30 | 593 | 584
2016-09-28 13:00 | 631 | 623
2016-09-28 13:30 | 627 | 619
2016-09-28 14:00 | 668 | 661
2016-09-28 14:30 | 695 | 689
2016-09-28 15:00 | 705 | 700
2016-09-28 15:30 | 750 | 745
2016-09-28 16:00 | 789 | 785
2016-09-28 16:30 | 837 | 833
2016-09-28 17:00 | 847 | 844
2016-09-28 17:30 | 828 | 824
2016-09-28 18:00 | 833 | 829
2016-09-28 18:30 | 834 | 831
2016-09-28 19:00 | 824 | 820
2016-09-28 19:30 | 859 | 855
2016-09-28 20:00 | 868 | 864
2016-09-28 20:30 | 899 | 896
2016-09-28 21:00 | 835 | 832
2016-09-28 21:30 | 770 | 766
2016-09-28 22:00 | 725 | 718
2016-09-28 22:30 | 678 | 665
2016-09-28 23:00 | 737 | 727
2016-09-28 23:30 | 693 | 680
2016-09-29 | 599 | 582
2016-09-29 00:30 | 604 | 582
2016-09-29 01:00 | 605 | 583
2016-09-29 01:30 | 571 | 545
2016-09-29 02:00 | 521 | 491
2016-09-29 02:30 | 490 | 456
2016-09-29 03:00 | 484 | 449
2016-09-29 03:30 | 486 | 451
2016-09-29 04:00 | 475 | 439
2016-09-29 04:30 | 482 | 447
2016-09-29 05:00 | 492 | 459
2016-09-29 05:30 | 553 | 529
2016-09-29 06:00 | 605 | 587
2016-09-29 06:30 | 607 | 594
2016-09-29 07:00 | 545 | 533
2016-09-29 07:30 | 607 | 600
2016-09-29 08:00 | 606 | 597
2016-09-29 08:30 | 593 | 584
2016-09-29 09:00 | 605 | 597
2016-09-29 09:30 | 621 | 613
2016-09-29 10:00 | 649 | 643
2016-09-29 10:30 | 652 | 645
2016-09-29 11:00 | 719 | 714
2016-09-29 11:30 | 786 | 783
2016-09-29 12:00 | 745 | 741
2016-09-29 12:30 | 738 | 733
2016-09-29 13:00 | 747 | 743
2016-09-29 13:30 | 800 | 796
2016-09-29 14:00 | 801 | 797
2016-09-29 14:30 | 768 | 763
2016-09-29 15:00 | 782 | 778
2016-09-29 15:30 | 810 | 806
2016-09-29 16:00 | 794 | 789
2016-09-29 16:30 | 788 | 784
2016-09-29 17:00 | 797 | 793
2016-09-29 17:30 | 808 | 804
2016-09-29 18:00 | 818 | 815
2016-09-29 18:30 | 829 | 827
2016-09-29 19:00 | 809 | 808
2016-09-29 19:30 | 788 | 786
2016-09-29 20:00 | 798 | 796
2016-09-29 20:30 | 786 | 783
2016-09-29 21:00 | 736 | 733
2016-09-29 21:30 | 687 | 681
2016-09-29 22:00 | 618 | 608
2016-09-29 22:30 | 581 | 569
2016-09-29 23:00 | 611 | 600
2016-09-29 23:30 | 578 | 564
2016-09-30 | 540 | 520
2016-09-30 00:30 | 518 | 488
2016-09-30 01:00 | 510 | 476
2016-09-30 01:30 | 464 | 425
2016-09-30 02:00 | 458 | 416
2016-09-30 02:30 | 421 | 373
2016-09-30 03:00 | 425 | 377
2016-09-30 03:30 | 441 | 396
2016-09-30 04:00 | 415 | 365
2016-09-30 04:30 | 412 | 363
2016-09-30 05:00 | 442 | 399
2016-09-30 05:30 | 514 | 483
2016-09-30 06:00 | 576 | 558
2016-09-30 06:30 | 580 | 570
2016-09-30 07:00 | 599 | 592
2016-09-30 07:30 | 625 | 620
2016-09-30 08:00 | 600 | 594
2016-09-30 08:30 | 575 | 568
2016-09-30 09:00 | 563 | 556
2016-09-30 09:30 | 510 | 500
2016-09-30 10:00 | 494 | 485
2016-09-30 10:30 | 500 | 490
2016-09-30 11:00 | 491 | 482
2016-09-30 11:30 | 529 | 521
2016-09-30 12:00 | 549 | 541
2016-09-30 12:30 | 578 | 571
2016-09-30 13:00 | 608 | 601
2016-09-30 13:30 | 598 | 591
2016-09-30 14:00 | 602 | 595
2016-09-30 14:30 | 600 | 593
2016-09-30 15:00 | 661 | 655
2016-09-30 15:30 | 722 | 718
2016-09-30 16:00 | 755 | 751
2016-09-30 16:30 | 723 | 719
2016-09-30 17:00 | 733 | 730
2016-09-30 17:30 | 775 | 772
2016-09-30 18:00 | 774 | 771
2016-09-30 18:30 | 733 | 731
2016-09-30 19:00 | 750 | 749
2016-09-30 19:30 | 749 | 747
2016-09-30 20:00 | 740 | 739
2016-09-30 20:30 | 766 | 765
2016-09-30 21:00 | 721 | 720
2016-09-30 21:30 | 741 | 737
2016-09-30 22:00 | 721 | 715
2016-09-30 22:30 | 670 | 657
2016-09-30 23:00 | 752 | 739
2016-09-30 23:30 | 707 | 691
2016-10-01 | 629 | 607
2016-10-01 00:30 | 645 | 625
2016-10-01 01:00 | 634 | 611
2016-10-01 01:30 | 630 | 605
2016-10-01 02:00 | 596 | 568
2016-10-01 02:30 | 611 | 584
2016-10-01 03:00 | 590 | 561
2016-10-01 03:30 | 588 | 558
2016-10-01 04:00 | 590 | 561
2016-10-01 04:30 | 588 | 559
2016-10-01 05:00 | 613 | 586
2016-10-01 05:30 | 629 | 603
2016-10-01 06:00 | 632 | 608
2016-10-01 06:30 | 615 | 589
2016-10-01 07:00 | 613 | 588
2016-10-01 07:30 | 628 | 605
2016-10-01 08:00 | 606 | 587
2016-10-01 08:30 | 582 | 563
2016-10-01 09:00 | 579 | 560
2016-10-01 09:30 | 549 | 528
2016-10-01 10:00 | 516 | 492
2016-10-01 10:30 | 446 | 415
2016-10-01 11:00 | 471 | 443
2016-10-01 11:30 | 499 | 473
2016-10-01 12:00 | 473 | 444
2016-10-01 12:30 | 476 | 447
2016-10-01 13:00 | 518 | 494
2016-10-01 13:30 | 569 | 549
2016-10-01 14:00 | 570 | 549
2016-10-01 14:30 | 601 | 583
2016-10-01 15:00 | 569 | 549
2016-10-01 15:30 | 586 | 567
2016-10-01 16:00 | 647 | 632
2016-10-01 16:30 | 639 | 627
2016-10-01 17:00 | 717 | 710
2016-10-01 17:30 | 758 | 754
2016-10-01 18:00 | 738 | 733
2016-10-01 18:30 | 775 | 772
2016-10-01 19:00 | 786 | 784
2016-10-01 19:30 | 782 | 780
2016-10-01 20:00 | 771 | 769
2016-10-01 20:30 | 747 | 744
2016-10-01 21:00 | 690 | 687
2016-10-01 21:30 | 657 | 650
2016-10-01 22:00 | 647 | 637
2016-10-01 22:30 | 700 | 691
2016-10-01 23:00 | 781 | 774
2016-10-01 23:30 | 746 | 736
2016-10-02 | 661 | 640
2016-10-02 00:30 | 635 | 611
2016-10-02 01:00 | 645 | 621
2016-10-02 01:30 | 558 | 526
2016-10-02 02:00 | 565 | 534
2016-10-02 02:30 | 564 | 533
2016-10-02 03:00 | 569 | 537
2016-10-02 03:30 | 579 | 548
2016-10-02 04:00 | 574 | 542
2016-10-02 04:30 | 581 | 551
2016-10-02 05:00 | 547 | 513
2016-10-02 05:30 | 593 | 563
2016-10-02 06:00 | 628 | 600
2016-10-02 06:30 | 591 | 560
2016-10-02 07:00 | 577 | 550
2016-10-02 07:30 | 539 | 506
2016-10-02 08:00 | 506 | 467
2016-10-02 08:30 | 575 | 545
2016-10-02 09:00 | 596 | 571
2016-10-02 09:30 | 601 | 581
2016-10-02 10:00 | 598 | 578
2016-10-02 10:30 | 575 | 552
2016-10-02 11:00 | 526 | 500
2016-10-02 11:30 | 536 | 511
2016-10-02 12:00 | 568 | 545
2016-10-02 12:30 | 553 | 529
2016-10-02 13:00 | 526 | 500
2016-10-02 13:30 | 549 | 526
2016-10-02 14:00 | 610 | 591
2016-10-02 14:30 | 598 | 579
2016-10-02 15:00 | 600 | 581
2016-10-02 15:30 | 620 | 602
2016-10-02 16:00 | 628 | 611
2016-10-02 16:30 | 685 | 670
2016-10-02 17:00 | 743 | 734
2016-10-02 17:30 | 756 | 748
2016-10-02 18:00 | 780 | 775
2016-10-02 18:30 | 820 | 817
2016-10-02 19:00 | 828 | 824
2016-10-02 19:30 | 824 | 820
2016-10-02 20:00 | 835 | 832
2016-10-02 20:30 | 820 | 816
2016-10-02 21:00 | 814 | 810
2016-10-02 21:30 | 795 | 789
2016-10-02 22:00 | 795 | 786
2016-10-02 22:30 | 735 | 722
2016-10-02 23:00 | 756 | 744
2016-10-02 23:30 | 705 | 690
2016-10-03 | 677 | 657
2016-10-03 00:30 | 605 | 579
2016-10-03 01:00 | 571 | 541
2016-10-03 01:30 | 600 | 571
2016-10-03 02:00 | 631 | 604
2016-10-03 02:30 | 658 | 632
2016-10-03 03:00 | 714 | 687
2016-10-03 03:30 | 735 | 709
2016-10-03 04:00 | 734 | 708
2016-10-03 04:30 | 676 | 647
2016-10-03 05:00 | 627 | 594
2016-10-03 05:30 | 622 | 592
2016-10-03 06:00 | 619 | 591
2016-10-03 06:30 | 548 | 511
2016-10-03 07:00 | 507 | 476
2016-10-03 07:30 | 578 | 556
2016-10-03 08:00 | 599 | 580
2016-10-03 08:30 | 577 | 557
2016-10-03 09:00 | 627 | 616
2016-10-03 09:30 | 726 | 718
2016-10-03 10:00 | 716 | 708
2016-10-03 10:30 | 757 | 750
2016-10-03 11:00 | 794 | 787
2016-10-03 11:30 | 788 | 781
2016-10-03 12:00 | 812 | 805
2016-10-03 12:30 | 816 | 809
2016-10-03 13:00 | 807 | 800
2016-10-03 13:30 | 809 | 802
2016-10-03 14:00 | 816 | 809
2016-10-03 14:30 | 810 | 803
2016-10-03 15:00 | 799 | 792
2016-10-03 15:30 | 794 | 787
2016-10-03 16:00 | 810 | 803
2016-10-03 16:30 | 794 | 787
2016-10-03 17:00 | 820 | 815
2016-10-03 17:30 | 821 | 815
2016-10-03 18:00 | 841 | 835
2016-10-03 18:30 | 808 | 802
2016-10-03 19:00 | 827 | 821
2016-10-03 19:30 | 823 | 817
2016-10-03 20:00 | 831 | 824
2016-10-03 20:30 | 788 | 781
2016-10-03 21:00 | 794 | 786
2016-10-03 21:30 | 813 | 803
2016-10-03 22:00 | 788 | 777
2016-10-03 22:30 | 700 | 686
2016-10-03 23:00 | 716 | 702
2016-10-03 23:30 | 658 | 640
2016-10-04 | 527 | 501
2016-10-04 00:30 | 542 | 509
2016-10-04 01:00 | 529 | 488
2016-10-04 01:30 | 526 | 481
2016-10-04 02:00 | 542 | 499
2016-10-04 02:30 | 522 | 477
2016-10-04 03:00 | 581 | 543
2016-10-04 03:30 | 591 | 554
2016-10-04 04:00 | 599 | 562
2016-10-04 04:30 | 563 | 524
2016-10-04 05:00 | 579 | 542
2016-10-04 05:30 | 577 | 545
2016-10-04 06:00 | 540 | 515
2016-10-04 06:30 | 608 | 592
2016-10-04 07:00 | 626 | 611
2016-10-04 07:30 | 766 | 760
2016-10-04 08:00 | 754 | 747
2016-10-04 08:30 | 673 | 663
2016-10-04 09:00 | 637 | 626
2016-10-04 09:30 | 615 | 603
2016-10-04 10:00 | 637 | 626
2016-10-04 10:30 | 602 | 588
2016-10-04 11:00 | 583 | 568
2016-10-04 11:30 | 556 | 540
2016-10-04 12:00 | 565 | 552
2016-10-04 12:30 | 547 | 533
2016-10-04 13:00 | 544 | 530
2016-10-04 13:30 | 574 | 561
2016-10-04 14:00 | 616 | 605
2016-10-04 14:30 | 598 | 586
2016-10-04 15:00 | 599 | 587
2016-10-04 15:30 | 678 | 669
2016-10-04 16:00 | 743 | 737
2016-10-04 16:30 | 771 | 767
2016-10-04 17:00 | 824 | 821
2016-10-04 17:30 | 854 | 851
2016-10-04 18:00 | 851 | 849
2016-10-04 18:30 | 897 | 895
2016-10-04 19:00 | 907 | 905
2016-10-04 19:30 | 881 | 879
2016-10-04 20:00 | 886 | 884
2016-10-04 20:30 | 871 | 868
2016-10-04 21:00 | 861 | 858
2016-10-04 21:30 | 803 | 798
2016-10-04 22:00 | 762 | 753
2016-10-04 22:30 | 723 | 712
2016-10-04 23:00 | 797 | 787
2016-10-04 23:30 | 754 | 742
2016-10-05 | 662 | 637
2016-10-05 00:30 | 618 | 585
2016-10-05 01:00 | 581 | 544
2016-10-05 01:30 | 548 | 506
2016-10-05 02:00 | 534 | 489
2016-10-05 02:30 | 559 | 519
2016-10-05 03:00 | 588 | 551
2016-10-05 03:30 | 583 | 545
2016-10-05 04:00 | 575 | 537
2016-10-05 04:30 | 542 | 500
2016-10-05 05:00 | 497 | 459
2016-10-05 05:30 | 478 | 456
2016-10-05 06:00 | 437 | 412
2016-10-05 06:30 | 511 | 497
2016-10-05 07:00 | 538 | 527
2016-10-05 07:30 | 663 | 656
2016-10-05 08:00 | 646 | 639
2016-10-05 08:30 | 636 | 628
2016-10-05 09:00 | 620 | 612
2016-10-05 09:30 | 637 | 629
2016-10-05 10:00 | 647 | 639
2016-10-05 10:30 | 637 | 627
2016-10-05 11:00 | 636 | 621
2016-10-05 11:30 | 633 | 618
2016-10-05 12:00 | 663 | 649
2016-10-05 12:30 | 658 | 643
2016-10-05 13:00 | 664 | 649
2016-10-05 13:30 | 692 | 679
2016-10-05 14:00 | 732 | 720
2016-10-05 14:30 | 746 | 735
2016-10-05 15:00 | 712 | 700
2016-10-05 15:30 | 774 | 765
2016-10-05 16:00 | 758 | 748
2016-10-05 16:30 | 766 | 757
2016-10-05 17:00 | 798 | 791
2016-10-05 17:30 | 827 | 821
2016-10-05 18:00 | 795 | 789
2016-10-05 18:30 | 818 | 814
2016-10-05 19:00 | 836 | 832
2016-10-05 19:30 | 777 | 771
2016-10-05 20:00 | 746 | 738
2016-10-05 20:30 | 756 | 748
2016-10-05 21:00 | 740 | 733
2016-10-05 21:30 | 715 | 706
2016-10-05 22:00 | 718 | 710
2016-10-05 22:30 | 594 | 581
2016-10-05 23:00 | 592 | 580
2016-10-05 23:30 | 515 | 498
2016-10-06 | 444 | 421
2016-10-06 00:30 | 477 | 450
2016-10-06 01:00 | 475 | 439
2016-10-06 01:30 | 475 | 435
2016-10-06 02:00 | 505 | 468
2016-10-06 02:30 | 497 | 457
2016-10-06 03:00 | 509 | 470
2016-10-06 03:30 | 509 | 471
2016-10-06 04:00 | 498 | 459
2016-10-06 04:30 | 464 | 420
2016-10-06 05:00 | 426 | 381
2016-10-06 05:30 | 423 | 387
2016-10-06 06:00 | 408 | 376
2016-10-06 06:30 | 423 | 404
2016-10-06 07:00 | 478 | 461
2016-10-06 07:30 | 630 | 618
2016-10-06 08:00 | 630 | 618
2016-10-06 08:30 | 655 | 644
2016-10-06 09:00 | 654 | 639
2016-10-06 09:30 | 655 | 640
2016-10-06 10:00 | 624 | 606
2016-10-06 10:30 | 634 | 617
2016-10-06 11:00 | 630 | 613
2016-10-06 11:30 | 610 | 592
2016-10-06 12:00 | 637 | 621
2016-10-06 12:30 | 649 | 633
2016-10-06 13:00 | 657 | 642
2016-10-06 13:30 | 698 | 686
2016-10-06 14:00 | 748 | 737
2016-10-06 14:30 | 808 | 800
2016-10-06 15:00 | 737 | 726
2016-10-06 15:30 | 772 | 764
2016-10-06 16:00 | 810 | 805
2016-10-06 16:30 | 838 | 833
2016-10-06 17:00 | 843 | 840
2016-10-06 17:30 | 888 | 884
2016-10-06 18:00 | 900 | 896
2016-10-06 18:30 | 878 | 874
2016-10-06 19:00 | 858 | 854
2016-10-06 19:30 | 839 | 834
2016-10-06 20:00 | 862 | 857
2016-10-06 20:30 | 819 | 814
2016-10-06 21:00 | 746 | 738
2016-10-06 21:30 | 696 | 686
2016-10-06 22:00 | 655 | 645
2016-10-06 22:30 | 702 | 690
2016-10-06 23:00 | 790 | 780
2016-10-06 23:30 | 752 | 739
2016-10-07 | 660 | 638
2016-10-07 00:30 | 610 | 585
2016-10-07 01:00 | 578 | 549
2016-10-07 01:30 | 551 | 518
2016-10-07 02:00 | 548 | 514
2016-10-07 02:30 | 553 | 520
2016-10-07 03:00 | 580 | 549
2016-10-07 03:30 | 584 | 554
2016-10-07 04:00 | 589 | 559
2016-10-07 04:30 | 581 | 551
2016-10-07 05:00 | 515 | 479
2016-10-07 05:30 | 559 | 534
2016-10-07 06:00 | 597 | 581
2016-10-07 06:30 | 589 | 579
2016-10-07 07:00 | 616 | 605
2016-10-07 07:30 | 751 | 743
2016-10-07 08:00 | 746 | 739
2016-10-07 08:30 | 730 | 722
2016-10-07 09:00 | 701 | 693
2016-10-07 09:30 | 662 | 652
2016-10-07 10:00 | 645 | 635
2016-10-07 10:30 | 563 | 550
2016-10-07 11:00 | 561 | 549
2016-10-07 11:30 | 589 | 578
2016-10-07 12:00 | 612 | 603
2016-10-07 12:30 | 635 | 624
2016-10-07 13:00 | 650 | 639
2016-10-07 13:30 | 653 | 643
2016-10-07 14:00 | 688 | 678
2016-10-07 14:30 | 721 | 711
2016-10-07 15:00 | 681 | 670
2016-10-07 15:30 | 686 | 677
2016-10-07 16:00 | 772 | 765
2016-10-07 16:30 | 816 | 811
2016-10-07 17:00 | 847 | 842
2016-10-07 17:30 | 840 | 834
2016-10-07 18:00 | 825 | 819
2016-10-07 18:30 | 850 | 845
2016-10-07 19:00 | 846 | 841
2016-10-07 19:30 | 823 | 817
2016-10-07 20:00 | 781 | 775
2016-10-07 20:30 | 803 | 797
2016-10-07 21:00 | 779 | 772
2016-10-07 21:30 | 697 | 688
2016-10-07 22:00 | 655 | 645
2016-10-07 22:30 | 686 | 677
2016-10-07 23:00 | 775 | 768
2016-10-07 23:30 | 724 | 714
2016-10-08 | 572 | 556
2016-10-08 00:30 | 544 | 520
2016-10-08 01:00 | 547 | 518
2016-10-08 01:30 | 531 | 501
2016-10-08 02:00 | 479 | 442
2016-10-08 02:30 | 446 | 409
2016-10-08 03:00 | 460 | 414
2016-10-08 03:30 | 463 | 418
2016-10-08 04:00 | 471 | 427
2016-10-08 04:30 | 494 | 453
2016-10-08 05:00 | 506 | 467
2016-10-08 05:30 | 526 | 489
2016-10-08 06:00 | 527 | 490
2016-10-08 06:30 | 546 | 513
2016-10-08 07:00 | 552 | 519
2016-10-08 07:30 | 524 | 496
2016-10-08 08:00 | 528 | 504
2016-10-08 08:30 | 509 | 491
2016-10-08 09:00 | 562 | 548
2016-10-08 09:30 | 604 | 591
2016-10-08 10:00 | 590 | 575
2016-10-08 10:30 | 571 | 555
2016-10-08 11:00 | 557 | 540
2016-10-08 11:30 | 549 | 532
2016-10-08 12:00 | 550 | 534
2016-10-08 12:30 | 609 | 596
2016-10-08 13:00 | 633 | 620
2016-10-08 13:30 | 649 | 638
2016-10-08 14:00 | 640 | 628
2016-10-08 14:30 | 633 | 621
2016-10-08 15:00 | 655 | 643
2016-10-08 15:30 | 698 | 688
2016-10-08 16:00 | 692 | 682
2016-10-08 16:30 | 716 | 708
2016-10-08 17:00 | 779 | 772
2016-10-08 17:30 | 780 | 774
2016-10-08 18:00 | 759 | 752
2016-10-08 18:30 | 824 | 819
2016-10-08 19:00 | 843 | 840
2016-10-08 19:30 | 824 | 821
2016-10-08 20:00 | 802 | 798
2016-10-08 20:30 | 819 | 813
2016-10-08 21:00 | 763 | 755
2016-10-08 21:30 | 708 | 700
2016-10-08 22:00 | 684 | 675
2016-10-08 22:30 | 794 | 787
2016-10-08 23:00 | 796 | 788
2016-10-08 23:30 | 768 | 760
2016-10-09 | 693 | 679
2016-10-09 00:30 | 657 | 638
2016-10-09 01:00 | 637 | 613
2016-10-09 01:30 | 606 | 580
2016-10-09 02:00 | 566 | 535
2016-10-09 02:30 | 558 | 526
2016-10-09 03:00 | 569 | 538
2016-10-09 03:30 | 554 | 522
2016-10-09 04:00 | 532 | 496
2016-10-09 04:30 | 516 | 479
2016-10-09 05:00 | 503 | 464
2016-10-09 05:30 | 501 | 462
2016-10-09 06:00 | 505 | 466
2016-10-09 06:30 | 487 | 446
2016-10-09 07:00 | 485 | 445
2016-10-09 07:30 | 537 | 507
2016-10-09 08:00 | 573 | 551
2016-10-09 08:30 | 650 | 633
2016-10-09 09:00 | 689 | 674
2016-10-09 09:30 | 623 | 606
2016-10-09 10:00 | 660 | 645
2016-10-09 10:30 | 665 | 650
2016-10-09 11:00 | 700 | 691
2016-10-09 11:30 | 664 | 653
2016-10-09 12:00 | 706 | 696
2016-10-09 12:30 | 713 | 703
2016-10-09 13:00 | 681 | 671
2016-10-09 13:30 | 690 | 679
2016-10-09 14:00 | 698 | 688
2016-10-09 14:30 | 670 | 659
2016-10-09 15:00 | 655 | 643
2016-10-09 15:30 | 662 | 651
2016-10-09 16:00 | 701 | 692
2016-10-09 16:30 | 725 | 716
2016-10-09 17:00 | 776 | 770
2016-10-09 17:30 | 806 | 801
2016-10-09 18:00 | 807 | 801
2016-10-09 18:30 | 834 | 829
2016-10-09 19:00 | 821 | 817
2016-10-09 19:30 | 828 | 825
2016-10-09 20:00 | 829 | 826
2016-10-09 20:30 | 809 | 805
2016-10-09 21:00 | 778 | 771
2016-10-09 21:30 | 735 | 726
2016-10-09 22:00 | 699 | 689
2016-10-09 22:30 | 759 | 751
2016-10-09 23:00 | 794 | 786
2016-10-09 23:30 | 742 | 734
2016-10-10 | 697 | 686
2016-10-10 00:30 | 651 | 633
2016-10-10 01:00 | 588 | 565
2016-10-10 01:30 | 544 | 513
2016-10-10 02:00 | 511 | 477
2016-10-10 02:30 | 513 | 479
2016-10-10 03:00 | 529 | 496
2016-10-10 03:30 | 545 | 513
2016-10-10 04:00 | 555 | 524
2016-10-10 04:30 | 523 | 489
2016-10-10 05:00 | 487 | 448
2016-10-10 05:30 | 506 | 472
2016-10-10 06:00 | 551 | 526
2016-10-10 06:30 | 655 | 646
2016-10-10 07:00 | 684 | 679
2016-10-10 07:30 | 737 | 736
2016-10-10 08:00 | 752 | 752
2016-10-10 08:30 | 733 | 732
2016-10-10 09:00 | 690 | 689
2016-10-10 09:30 | 651 | 649
2016-10-10 10:00 | 611 | 609
2016-10-10 10:30 | 607 | 605
2016-10-10 11:00 | 578 | 576
2016-10-10 11:30 | 572 | 571
2016-10-10 12:00 | 553 | 552
2016-10-10 12:30 | 556 | 554
2016-10-10 13:00 | 594 | 593
2016-10-10 13:30 | 618 | 615
2016-10-10 14:00 | 595 | 592
2016-10-10 14:30 | 631 | 629
2016-10-10 15:00 | 573 | 569
2016-10-10 15:30 | 626 | 623
2016-10-10 16:00 | 697 | 695
2016-10-10 16:30 | 715 | 714
2016-10-10 17:00 | 760 | 759
2016-10-10 17:30 | 774 | 773
2016-10-10 18:00 | 787 | 786
2016-10-10 18:30 | 822 | 822
2016-10-10 19:00 | 884 | 883
2016-10-10 19:30 | 816 | 815
2016-10-10 20:00 | 756 | 755
2016-10-10 20:30 | 768 | 767
2016-10-10 21:00 | 700 | 697
2016-10-10 21:30 | 630 | 624
2016-10-10 22:00 | 643 | 633
2016-10-10 22:30 | 584 | 571
2016-10-10 23:00 | 609 | 598
2016-10-10 23:30 | 542 | 525
2016-10-11 | 524 | 498
2016-10-11 00:30 | 520 | 486
2016-10-11 01:00 | 451 | 408
2016-10-11 01:30 | 508 | 474
2016-10-11 02:00 | 516 | 482
2016-10-11 02:30 | 541 | 508
2016-10-11 03:00 | 571 | 541
2016-10-11 03:30 | 571 | 542
2016-10-11 04:00 | 570 | 541
2016-10-11 04:30 | 488 | 450
2016-10-11 05:00 | 467 | 429
2016-10-11 05:30 | 425 | 390
2016-10-11 06:00 | 360 | 332
2016-10-11 06:30 | 341 | 322
2016-10-11 07:00 | 403 | 396
2016-10-11 07:30 | 524 | 521
2016-10-11 08:00 | 587 | 586
2016-10-11 08:30 | 607 | 605
2016-10-11 09:00 | 591 | 588
2016-10-11 09:30 | 549 | 544
2016-10-11 10:00 | 569 | 565
2016-10-11 10:30 | 599 | 596
2016-10-11 11:00 | 606 | 603
2016-10-11 11:30 | 593 | 590
2016-10-11 12:00 | 599 | 596
2016-10-11 12:30 | 624 | 620
2016-10-11 13:00 | 609 | 604
2016-10-11 13:30 | 643 | 639
2016-10-11 14:00 | 697 | 693
2016-10-11 14:30 | 672 | 667
2016-10-11 15:00 | 688 | 683
2016-10-11 15:30 | 765 | 762
2016-10-11 16:00 | 749 | 745
2016-10-11 16:30 | 805 | 802
2016-10-11 17:00 | 889 | 887
2016-10-11 17:30 | 866 | 864
2016-10-11 18:00 | 848 | 846
2016-10-11 18:30 | 872 | 870
2016-10-11 19:00 | 842 | 840
2016-10-11 19:30 | 753 | 749
2016-10-11 20:00 | 729 | 724
2016-10-11 20:30 | 707 | 701
2016-10-11 21:00 | 649 | 645
2016-10-11 21:30 | 605 | 598
2016-10-11 22:00 | 585 | 576
2016-10-11 22:30 | 552 | 541
2016-10-11 23:00 | 593 | 580
2016-10-11 23:30 | 544 | 527
2016-10-12 | 516 | 487
2016-10-12 00:30 | 455 | 415
2016-10-12 01:00 | 396 | 358
2016-10-12 01:30 | 428 | 390
2016-10-12 02:00 | 458 | 418
2016-10-12 02:30 | 436 | 393
2016-10-12 03:00 | 463 | 423
2016-10-12 03:30 | 462 | 422
2016-10-12 04:00 | 461 | 419
2016-10-12 04:30 | 445 | 402
2016-10-12 05:00 | 380 | 333
2016-10-12 05:30 | 361 | 330
2016-10-12 06:00 | 400 | 374
2016-10-12 06:30 | 450 | 431
2016-10-12 07:00 | 499 | 492
2016-10-12 07:30 | 598 | 595
2016-10-12 08:00 | 655 | 653
2016-10-12 08:30 | 633 | 630
2016-10-12 09:00 | 608 | 605
2016-10-12 09:30 | 602 | 599
2016-10-12 10:00 | 589 | 586
2016-10-12 10:30 | 581 | 577
2016-10-12 11:00 | 549 | 545
2016-10-12 11:30 | 546 | 542
2016-10-12 12:00 | 580 | 577
2016-10-12 12:30 | 589 | 586
2016-10-12 13:00 | 593 | 590
2016-10-12 13:30 | 588 | 586
2016-10-12 14:00 | 609 | 606
2016-10-12 14:30 | 639 | 637
2016-10-12 15:00 | 626 | 624
2016-10-12 15:30 | 603 | 600
2016-10-12 16:00 | 650 | 648
2016-10-12 16:30 | 679 | 677
2016-10-12 17:00 | 732 | 731
2016-10-12 17:30 | 684 | 682
2016-10-12 18:00 | 657 | 654
2016-10-12 18:30 | 726 | 726
2016-10-12 19:00 | 780 | 780
2016-10-12 19:30 | 733 | 733
2016-10-12 20:00 | 675 | 674
2016-10-12 20:30 | 703 | 702
2016-10-12 21:00 | 745 | 744
2016-10-12 21:30 | 697 | 693
2016-10-12 22:00 | 635 | 627
2016-10-12 22:30 | 591 | 579
2016-10-12 23:00 | 553 | 539
2016-10-12 23:30 | 517 | 501
2016-10-13 | 425 | 401
2016-10-13 00:30 | 378 | 349
2016-10-13 01:00 | 380 | 343
2016-10-13 01:30 | 382 | 337
2016-10-13 02:00 | 396 | 350
2016-10-13 02:30 | 391 | 348
2016-10-13 03:00 | 422 | 382
2016-10-13 03:30 | 416 | 376
2016-10-13 04:00 | 420 | 381
2016-10-13 04:30 | 368 | 320
2016-10-13 05:00 | 340 | 291
2016-10-13 05:30 | 326 | 293
2016-10-13 06:00 | 352 | 331
2016-10-13 06:30 | 410 | 398
2016-10-13 07:00 | 407 | 400
2016-10-13 07:30 | 527 | 526
2016-10-13 08:00 | 557 | 557
2016-10-13 08:30 | 538 | 538
2016-10-13 09:00 | 499 | 498
2016-10-13 09:30 | 428 | 424
2016-10-13 10:00 | 454 | 451
2016-10-13 10:30 | 464 | 460
2016-10-13 11:00 | 450 | 446
2016-10-13 11:30 | 473 | 471
2016-10-13 12:00 | 486 | 483
2016-10-13 12:30 | 531 | 527
2016-10-13 13:00 | 597 | 595
2016-10-13 13:30 | 626 | 623
2016-10-13 14:00 | 657 | 655
2016-10-13 14:30 | 680 | 678
2016-10-13 15:00 | 656 | 653
2016-10-13 15:30 | 650 | 648
2016-10-13 16:00 | 669 | 667
2016-10-13 16:30 | 667 | 664
2016-10-13 17:00 | 653 | 650
2016-10-13 17:30 | 618 | 614
2016-10-13 18:00 | 685 | 683
2016-10-13 18:30 | 717 | 715
2016-10-13 19:00 | 714 | 712
2016-10-13 19:30 | 620 | 616
2016-10-13 20:00 | 601 | 597
2016-10-13 20:30 | 657 | 655
2016-10-13 21:00 | 699 | 699
2016-10-13 21:30 | 674 | 673
2016-10-13 22:00 | 671 | 670
2016-10-13 22:30 | 540 | 536
2016-10-13 23:00 | 523 | 518
2016-10-13 23:30 | 513 | 509
2016-10-14 | 448 | 438
2016-10-14 00:30 | 403 | 380
2016-10-14 01:00 | 371 | 339
2016-10-14 01:30 | 389 | 351
2016-10-14 02:00 | 428 | 385
2016-10-14 02:30 | 441 | 400
2016-10-14 03:00 | 452 | 411
2016-10-14 03:30 | 457 | 418
2016-10-14 04:00 | 444 | 403
2016-10-14 04:30 | 433 | 391
2016-10-14 05:00 | 396 | 358
2016-10-14 05:30 | 368 | 326
2016-10-14 06:00 | 360 | 334
2016-10-14 06:30 | 354 | 337
2016-10-14 07:00 | 363 | 350
2016-10-14 07:30 | 454 | 449
2016-10-14 08:00 | 510 | 507
2016-10-14 08:30 | 473 | 467
2016-10-14 09:00 | 543 | 539
2016-10-14 09:30 | 517 | 512
2016-10-14 10:00 | 513 | 509
2016-10-14 10:30 | 512 | 507
2016-10-14 11:00 | 540 | 534
2016-10-14 11:30 | 599 | 593
2016-10-14 12:00 | 592 | 587
2016-10-14 12:30 | 564 | 559
2016-10-14 13:00 | 593 | 587
2016-10-14 13:30 | 598 | 593
2016-10-14 14:00 | 599 | 593
2016-10-14 14:30 | 597 | 592
2016-10-14 15:00 | 599 | 594
2016-10-14 15:30 | 615 | 610
2016-10-14 16:00 | 662 | 658
2016-10-14 16:30 | 704 | 701
2016-10-14 17:00 | 754 | 751
2016-10-14 17:30 | 767 | 764
2016-10-14 18:00 | 769 | 766
2016-10-14 18:30 | 720 | 717
2016-10-14 19:00 | 679 | 676
2016-10-14 19:30 | 683 | 680
2016-10-14 20:00 | 684 | 681
2016-10-14 20:30 | 727 | 725
2016-10-14 21:00 | 683 | 681
2016-10-14 21:30 | 629 | 622
2016-10-14 22:00 | 640 | 632
2016-10-14 22:30 | 577 | 562
2016-10-14 23:00 | 599 | 585
2016-10-14 23:30 | 565 | 544
2016-10-15 | 529 | 500
2016-10-15 00:30 | 521 | 487
2016-10-15 01:00 | 516 | 480
2016-10-15 01:30 | 462 | 418
2016-10-15 02:00 | 432 | 382
2016-10-15 02:30 | 448 | 410
2016-10-15 03:00 | 470 | 428
2016-10-15 03:30 | 456 | 409
2016-10-15 04:00 | 476 | 432
2016-10-15 04:30 | 469 | 425
2016-10-15 05:00 | 414 | 363
2016-10-15 05:30 | 419 | 375
2016-10-15 06:00 | 461 | 417
2016-10-15 06:30 | 375 | 322
2016-10-15 07:00 | 344 | 300
2016-10-15 07:30 | 404 | 378
2016-10-15 08:00 | 452 | 432
2016-10-15 08:30 | 524 | 508
2016-10-15 09:00 | 599 | 587
2016-10-15 09:30 | 615 | 603
2016-10-15 10:00 | 597 | 585
2016-10-15 10:30 | 555 | 540
2016-10-15 11:00 | 484 | 465
2016-10-15 11:30 | 437 | 415
2016-10-15 12:00 | 397 | 370
2016-10-15 12:30 | 406 | 380
2016-10-15 13:00 | 451 | 429
2016-10-15 13:30 | 466 | 446
2016-10-15 14:00 | 471 | 451
2016-10-15 14:30 | 430 | 406
2016-10-15 15:00 | 405 | 379
2016-10-15 15:30 | 481 | 461
2016-10-15 16:00 | 533 | 518
2016-10-15 16:30 | 553 | 539
2016-10-15 17:00 | 571 | 562
2016-10-15 17:30 | 627 | 620
2016-10-15 18:00 | 679 | 673
2016-10-15 18:30 | 683 | 679
2016-10-15 19:00 | 670 | 667
2016-10-15 19:30 | 691 | 688
2016-10-15 20:00 | 705 | 703
2016-10-15 20:30 | 686 | 683
2016-10-15 21:00 | 652 | 648
2016-10-15 21:30 | 618 | 613
2016-10-15 22:00 | 595 | 587
2016-10-15 22:30 | 607 | 596
2016-10-15 23:00 | 687 | 678
2016-10-15 23:30 | 646 | 632
2016-10-16 | 618 | 596
2016-10-16 00:30 | 558 | 526
2016-10-16 01:00 | 512 | 475
2016-10-16 01:30 | 486 | 445
2016-10-16 02:00 | 457 | 410
2016-10-16 02:30 | 449 | 400
2016-10-16 03:00 | 464 | 418
2016-10-16 03:30 | 466 | 421
2016-10-16 04:00 | 451 | 403
2016-10-16 04:30 | 473 | 430
2016-10-16 05:00 | 446 | 398
2016-10-16 05:30 | 448 | 400
2016-10-16 06:00 | 465 | 420
2016-10-16 06:30 | 482 | 440
2016-10-16 07:00 | 472 | 434
2016-10-16 07:30 | 423 | 386
2016-10-16 08:00 | 436 | 401
2016-10-16 08:30 | 433 | 398
2016-10-16 09:00 | 428 | 393
2016-10-16 09:30 | 425 | 390
2016-10-16 10:00 | 490 | 463
2016-10-16 10:30 | 457 | 426
2016-10-16 11:00 | 452 | 421
2016-10-16 11:30 | 477 | 448
2016-10-16 12:00 | 464 | 434
2016-10-16 12:30 | 448 | 416
2016-10-16 13:00 | 463 | 432
2016-10-16 13:30 | 490 | 462
2016-10-16 14:00 | 494 | 467
2016-10-16 14:30 | 464 | 435
2016-10-16 15:00 | 464 | 434
2016-10-16 15:30 | 476 | 449
2016-10-16 16:00 | 513 | 488
2016-10-16 16:30 | 590 | 571
2016-10-16 17:00 | 595 | 581
2016-10-16 17:30 | 638 | 627
2016-10-16 18:00 | 588 | 577
2016-10-16 18:30 | 634 | 628
2016-10-16 19:00 | 688 | 683
2016-10-16 19:30 | 653 | 647
2016-10-16 20:00 | 674 | 665
2016-10-16 20:30 | 708 | 699
2016-10-16 21:00 | 701 | 693
2016-10-16 21:30 | 668 | 658
2016-10-16 22:00 | 636 | 625
2016-10-16 22:30 | 659 | 645
2016-10-16 23:00 | 679 | 664
2016-10-16 23:30 | 629 | 610
2016-10-17 | 603 | 577
2016-10-17 00:30 | 569 | 539
2016-10-17 01:00 | 530 | 496
2016-10-17 01:30 | 505 | 468
2016-10-17 02:00 | 481 | 440
2016-10-17 02:30 | 486 | 445
2016-10-17 03:00 | 519 | 482
2016-10-17 03:30 | 537 | 501
2016-10-17 04:00 | 544 | 510
2016-10-17 04:30 | 509 | 472
2016-10-17 05:00 | 467 | 427
2016-10-17 05:30 | 459 | 425
2016-10-17 06:00 | 467 | 439
2016-10-17 06:30 | 454 | 432
2016-10-17 07:00 | 434 | 413
2016-10-17 07:30 | 487 | 475
2016-10-17 08:00 | 517 | 507
2016-10-17 08:30 | 536 | 527
2016-10-17 09:00 | 542 | 533
2016-10-17 09:30 | 536 | 527
2016-10-17 10:00 | 523 | 514
2016-10-17 10:30 | 511 | 502
2016-10-17 11:00 | 503 | 493
2016-10-17 11:30 | 522 | 514
2016-10-17 12:00 | 559 | 552
2016-10-17 12:30 | 580 | 574
2016-10-17 13:00 | 624 | 619
2016-10-17 13:30 | 668 | 663
2016-10-17 14:00 | 672 | 667
2016-10-17 14:30 | 679 | 674
2016-10-17 15:00 | 725 | 721
2016-10-17 15:30 | 751 | 748
2016-10-17 16:00 | 709 | 705
2016-10-17 16:30 | 735 | 731
2016-10-17 17:00 | 809 | 805
2016-10-17 17:30 | 824 | 822
2016-10-17 18:00 | 785 | 783
2016-10-17 18:30 | 800 | 798
2016-10-17 19:00 | 815 | 814
2016-10-17 19:30 | 787 | 785
2016-10-17 20:00 | 772 | 770
2016-10-17 20:30 | 795 | 793
2016-10-17 21:00 | 792 | 789
2016-10-17 21:30 | 715 | 711
2016-10-17 22:00 | 672 | 663
2016-10-17 22:30 | 685 | 675
2016-10-17 23:00 | 697 | 684
2016-10-17 23:30 | 630 | 608
2016-10-18 | 614 | 590
2016-10-18 00:30 | 563 | 533
2016-10-18 01:00 | 566 | 535
2016-10-18 01:30 | 557 | 526
2016-10-18 02:00 | 512 | 475
2016-10-18 02:30 | 528 | 492
2016-10-18 03:00 | 523 | 486
2016-10-18 03:30 | 528 | 492
2016-10-18 04:00 | 516 | 479
2016-10-18 04:30 | 506 | 469
2016-10-18 05:00 | 510 | 474
2016-10-18 05:30 | 456 | 417
2016-10-18 06:00 | 401 | 365
2016-10-18 06:30 | 453 | 431
2016-10-18 07:00 | 477 | 465
2016-10-18 07:30 | 619 | 615
2016-10-18 08:00 | 665 | 662
2016-10-18 08:30 | 626 | 622
2016-10-18 09:00 | 528 | 522
2016-10-18 09:30 | 501 | 494
2016-10-18 10:00 | 506 | 499
2016-10-18 10:30 | 478 | 471
2016-10-18 11:00 | 467 | 460
2016-10-18 11:30 | 482 | 475
2016-10-18 12:00 | 468 | 460
2016-10-18 12:30 | 468 | 460
2016-10-18 13:00 | 476 | 468
2016-10-18 13:30 | 495 | 488
2016-10-18 14:00 | 556 | 551
2016-10-18 14:30 | 584 | 580
2016-10-18 15:00 | 639 | 636
2016-10-18 15:30 | 652 | 648
2016-10-18 16:00 | 689 | 687
2016-10-18 16:30 | 721 | 719
2016-10-18 17:00 | 708 | 706
2016-10-18 17:30 | 704 | 701
2016-10-18 18:00 | 717 | 715
2016-10-18 18:30 | 756 | 755
2016-10-18 19:00 | 798 | 796
2016-10-18 19:30 | 756 | 754
2016-10-18 20:00 | 751 | 748
2016-10-18 20:30 | 741 | 738
2016-10-18 21:00 | 704 | 701
2016-10-18 21:30 | 686 | 683
2016-10-18 22:00 | 688 | 684
2016-10-18 22:30 | 654 | 650
2016-10-18 23:00 | 663 | 659
2016-10-18 23:30 | 613 | 607
2016-10-19 | 496 | 485
2016-10-19 00:30 | 473 | 454
2016-10-19 01:00 | 486 | 462
2016-10-19 01:30 | 492 | 467
2016-10-19 02:00 | 465 | 438
2016-10-19 02:30 | 442 | 412
2016-10-19 03:00 | 448 | 419
2016-10-19 03:30 | 473 | 447
2016-10-19 04:00 | 468 | 440
2016-10-19 04:30 | 419 | 387
2016-10-19 05:00 | 355 | 320
2016-10-19 05:30 | 333 | 315
2016-10-19 06:00 | 366 | 357
2016-10-19 06:30 | 464 | 461
2016-10-19 07:00 | 522 | 519
2016-10-19 07:30 | 555 | 553
2016-10-19 08:00 | 553 | 550
2016-10-19 08:30 | 549 | 546
2016-10-19 09:00 | 545 | 541
2016-10-19 09:30 | 552 | 548
2016-10-19 10:00 | 511 | 507
2016-10-19 10:30 | 479 | 474
2016-10-19 11:00 | 487 | 482
2016-10-19 11:30 | 472 | 467
2016-10-19 12:00 | 467 | 462
2016-10-19 12:30 | 488 | 484
2016-10-19 13:00 | 510 | 506
2016-10-19 13:30 | 515 | 511
2016-10-19 14:00 | 553 | 550
2016-10-19 14:30 | 620 | 617
2016-10-19 15:00 | 721 | 719
2016-10-19 15:30 | 764 | 762
2016-10-19 16:00 | 751 | 749
2016-10-19 16:30 | 770 | 768
2016-10-19 17:00 | 776 | 774
2016-10-19 17:30 | 743 | 741
2016-10-19 18:00 | 717 | 714
2016-10-19 18:30 | 730 | 728
2016-10-19 19:00 | 731 | 729
2016-10-19 19:30 | 668 | 665
2016-10-19 20:00 | 634 | 630
2016-10-19 20:30 | 691 | 688
2016-10-19 21:00 | 738 | 736
2016-10-19 21:30 | 709 | 706
2016-10-19 22:00 | 706 | 698
2016-10-19 22:30 | 619 | 607
2016-10-19 23:00 | 567 | 552
2016-10-19 23:30 | 500 | 479
2016-10-20 | 436 | 403
2016-10-20 00:30 | 401 | 360
2016-10-20 01:00 | 396 | 348
2016-10-20 01:30 | 427 | 387
2016-10-20 02:00 | 463 | 427
2016-10-20 02:30 | 500 | 466
2016-10-20 03:00 | 500 | 465
2016-10-20 03:30 | 517 | 484
2016-10-20 04:00 | 526 | 493
2016-10-20 04:30 | 532 | 501
2016-10-20 05:00 | 510 | 477
2016-10-20 05:30 | 375 | 330
2016-10-20 06:00 | 373 | 339
2016-10-20 06:30 | 430 | 409
2016-10-20 07:00 | 473 | 463
2016-10-20 07:30 | 623 | 620
2016-10-20 08:00 | 685 | 683
2016-10-20 08:30 | 682 | 680
2016-10-20 09:00 | 689 | 686
2016-10-20 09:30 | 663 | 659
2016-10-20 10:00 | 654 | 649
2016-10-20 10:30 | 668 | 664
2016-10-20 11:00 | 639 | 635
2016-10-20 11:30 | 658 | 654
2016-10-20 12:00 | 676 | 672
2016-10-20 12:30 | 725 | 722
2016-10-20 13:00 | 686 | 681
2016-10-20 13:30 | 695 | 691
2016-10-20 14:00 | 740 | 737
2016-10-20 14:30 | 735 | 731
2016-10-20 15:00 | 769 | 766
2016-10-20 15:30 | 777 | 774
2016-10-20 16:00 | 841 | 840
2016-10-20 16:30 | 837 | 835
2016-10-20 17:00 | 833 | 831
2016-10-20 17:30 | 863 | 861
2016-10-20 18:00 | 879 | 878
2016-10-20 18:30 | 907 | 906
2016-10-20 19:00 | 808 | 807
2016-10-20 19:30 | 811 | 809
2016-10-20 20:00 | 834 | 832
2016-10-20 20:30 | 844 | 841
2016-10-20 21:00 | 837 | 835
2016-10-20 21:30 | 764 | 758
2016-10-20 22:00 | 740 | 733
2016-10-20 22:30 | 652 | 642
2016-10-20 23:00 | 620 | 608
2016-10-20 23:30 | 583 | 566
2016-10-21 | 525 | 495
2016-10-21 00:30 | 547 | 514
2016-10-21 01:00 | 527 | 490
2016-10-21 01:30 | 492 | 448
2016-10-21 02:00 | 468 | 420
2016-10-21 02:30 | 420 | 364
2016-10-21 03:00 | 520 | 481
2016-10-21 03:30 | 551 | 514
2016-10-21 04:00 | 509 | 468
2016-10-21 04:30 | 448 | 397
2016-10-21 05:00 | 404 | 357
2016-10-21 05:30 | 443 | 396
2016-10-21 06:00 | 445 | 406
2016-10-21 06:30 | 509 | 482
2016-10-21 07:00 | 551 | 530
2016-10-21 07:30 | 667 | 657
2016-10-21 08:00 | 683 | 674
2016-10-21 08:30 | 725 | 717
2016-10-21 09:00 | 707 | 699
2016-10-21 09:30 | 689 | 681
2016-10-21 10:00 | 662 | 654
2016-10-21 10:30 | 595 | 585
2016-10-21 11:00 | 566 | 555
2016-10-21 11:30 | 590 | 579
2016-10-21 12:00 | 617 | 607
2016-10-21 12:30 | 633 | 624
2016-10-21 13:00 | 652 | 643
2016-10-21 13:30 | 649 | 639
2016-10-21 14:00 | 634 | 625
2016-10-21 14:30 | 691 | 683
2016-10-21 15:00 | 695 | 688
2016-10-21 15:30 | 691 | 683
2016-10-21 16:00 | 739 | 732
2016-10-21 16:30 | 779 | 774
2016-10-21 17:00 | 761 | 755
2016-10-21 17:30 | 756 | 749
2016-10-21 18:00 | 722 | 713
2016-10-21 18:30 | 739 | 732
2016-10-21 19:00 | 744 | 737
2016-10-21 19:30 | 668 | 658
2016-10-21 20:00 | 665 | 655
2016-10-21 20:30 | 687 | 677
2016-10-21 21:00 | 703 | 694
2016-10-21 21:30 | 705 | 696
2016-10-21 22:00 | 675 | 664
2016-10-21 22:30 | 639 | 621
2016-10-21 23:00 | 647 | 626
2016-10-21 23:30 | 663 | 642
2016-10-22 | 583 | 554
2016-10-22 00:30 | 581 | 552
2016-10-22 01:00 | 579 | 550
2016-10-22 01:30 | 599 | 571
2016-10-22 02:00 | 568 | 537
2016-10-22 02:30 | 570 | 537
2016-10-22 03:00 | 596 | 566
2016-10-22 03:30 | 591 | 560
2016-10-22 04:00 | 565 | 532
2016-10-22 04:30 | 583 | 552
2016-10-22 05:00 | 568 | 535
2016-10-22 05:30 | 568 | 536
2016-10-22 06:00 | 565 | 532
2016-10-22 06:30 | 531 | 496
2016-10-22 07:00 | 476 | 442
2016-10-22 07:30 | 488 | 467
2016-10-22 08:00 | 487 | 473
2016-10-22 08:30 | 501 | 492
2016-10-22 09:00 | 519 | 511
2016-10-22 09:30 | 526 | 518
2016-10-22 10:00 | 539 | 532
2016-10-22 10:30 | 577 | 571
2016-10-22 11:00 | 586 | 580
2016-10-22 11:30 | 589 | 583
2016-10-22 12:00 | 576 | 570
2016-10-22 12:30 | 614 | 609
2016-10-22 13:00 | 645 | 641
2016-10-22 13:30 | 651 | 647
2016-10-22 14:00 | 715 | 712
2016-10-22 14:30 | 702 | 699
2016-10-22 15:00 | 690 | 686
2016-10-22 15:30 | 721 | 718
2016-10-22 16:00 | 704 | 700
2016-10-22 16:30 | 710 | 706
2016-10-22 17:00 | 781 | 778
2016-10-22 17:30 | 825 | 823
2016-10-22 18:00 | 802 | 800
2016-10-22 18:30 | 786 | 784
2016-10-22 19:00 | 696 | 692
2016-10-22 19:30 | 673 | 669
2016-10-22 20:00 | 645 | 640
2016-10-22 20:30 | 639 | 633
2016-10-22 21:00 | 598 | 590
2016-10-22 21:30 | 632 | 623
2016-10-22 22:00 | 648 | 637
2016-10-22 22:30 | 614 | 600
2016-10-22 23:00 | 646 | 634
2016-10-22 23:30 | 638 | 624
2016-10-23 | 576 | 554
2016-10-23 00:30 | 478 | 445
2016-10-23 01:00 | 446 | 403
2016-10-23 01:30 | 411 | 362
2016-10-23 02:00 | 401 | 346
2016-10-23 02:30 | 424 | 371
2016-10-23 03:00 | 479 | 437
2016-10-23 03:30 | 490 | 449
2016-10-23 04:00 | 473 | 429
2016-10-23 04:30 | 418 | 363
2016-10-23 05:00 | 385 | 324
2016-10-23 05:30 | 388 | 340
2016-10-23 06:00 | 385 | 330
2016-10-23 06:30 | 363 | 302
2016-10-23 07:00 | 295 | 249
2016-10-23 07:30 | 334 | 313
2016-10-23 08:00 | 430 | 418
2016-10-23 08:30 | 476 | 467
2016-10-23 09:00 | 469 | 460
2016-10-23 09:30 | 503 | 495
2016-10-23 10:00 | 546 | 540
2016-10-23 10:30 | 572 | 567
2016-10-23 11:00 | 530 | 523
2016-10-23 11:30 | 513 | 506
2016-10-23 12:00 | 524 | 518
2016-10-23 12:30 | 541 | 535
2016-10-23 13:00 | 550 | 544
2016-10-23 13:30 | 504 | 497
2016-10-23 14:00 | 515 | 508
2016-10-23 14:30 | 501 | 492
2016-10-23 15:00 | 538 | 530
2016-10-23 15:30 | 530 | 522
2016-10-23 16:00 | 551 | 545
2016-10-23 16:30 | 637 | 633
2016-10-23 17:00 | 661 | 658
2016-10-23 17:30 | 637 | 633
2016-10-23 18:00 | 604 | 599
2016-10-23 18:30 | 635 | 633
2016-10-23 19:00 | 606 | 604
2016-10-23 19:30 | 592 | 590
2016-10-23 20:00 | 583 | 580
2016-10-23 20:30 | 570 | 567
2016-10-23 21:00 | 540 | 536
2016-10-23 21:30 | 540 | 534
2016-10-23 22:00 | 502 | 491
2016-10-23 22:30 | 503 | 490
2016-10-23 23:00 | 535 | 523
2016-10-23 23:30 | 497 | 477
2016-10-24 | 404 | 373
2016-10-24 00:30 | 354 | 312
2016-10-24 01:00 | 359 | 309
2016-10-24 01:30 | 356 | 300
2016-10-24 02:00 | 340 | 283
2016-10-24 02:30 | 326 | 267
2016-10-24 03:00 | 322 | 259
2016-10-24 03:30 | 343 | 283
2016-10-24 04:00 | 362 | 304
2016-10-24 04:30 | 359 | 300
2016-10-24 05:00 | 353 | 305
2016-10-24 05:30 | 342 | 292
2016-10-24 06:00 | 381 | 345
2016-10-24 06:30 | 435 | 416
2016-10-24 07:00 | 454 | 438
2016-10-24 07:30 | 582 | 579
2016-10-24 08:00 | 601 | 597
2016-10-24 08:30 | 586 | 582
2016-10-24 09:00 | 551 | 547
2016-10-24 09:30 | 532 | 528
2016-10-24 10:00 | 509 | 504
2016-10-24 10:30 | 505 | 500
2016-10-24 11:00 | 490 | 485
2016-10-24 11:30 | 487 | 482
2016-10-24 12:00 | 493 | 488
2016-10-24 12:30 | 549 | 545
2016-10-24 13:00 | 592 | 590
2016-10-24 13:30 | 596 | 593
2016-10-24 14:00 | 606 | 603
2016-10-24 14:30 | 638 | 636
2016-10-24 15:00 | 670 | 668
2016-10-24 15:30 | 694 | 692
2016-10-24 16:00 | 727 | 726
2016-10-24 16:30 | 750 | 749
2016-10-24 17:00 | 764 | 763
2016-10-24 17:30 | 763 | 762
2016-10-24 18:00 | 768 | 767
2016-10-24 18:30 | 848 | 847
2016-10-24 19:00 | 868 | 868
2016-10-24 19:30 | 805 | 805
2016-10-24 20:00 | 794 | 793
2016-10-24 20:30 | 775 | 774
2016-10-24 21:00 | 736 | 735
2016-10-24 21:30 | 703 | 698
2016-10-24 22:00 | 723 | 717
2016-10-24 22:30 | 645 | 636
2016-10-24 23:00 | 656 | 647
2016-10-24 23:30 | 577 | 565
2016-10-25 | 513 | 496
2016-10-25 00:30 | 492 | 474
2016-10-25 01:00 | 506 | 480
2016-10-25 01:30 | 512 | 481
2016-10-25 02:00 | 526 | 496
2016-10-25 02:30 | 545 | 516
2016-10-25 03:00 | 508 | 476
2016-10-25 03:30 | 488 | 454
2016-10-25 04:00 | 482 | 446
2016-10-25 04:30 | 442 | 401
2016-10-25 05:00 | 418 | 375
2016-10-25 05:30 | 417 | 380
2016-10-25 06:00 | 413 | 384
2016-10-25 06:30 | 482 | 472
2016-10-25 07:00 | 547 | 543
2016-10-25 07:30 | 640 | 637
2016-10-25 08:00 | 636 | 634
2016-10-25 08:30 | 614 | 612
2016-10-25 09:00 | 599 | 596
2016-10-25 09:30 | 594 | 592
2016-10-25 10:00 | 575 | 572
2016-10-25 10:30 | 539 | 536
2016-10-25 11:00 | 569 | 567
2016-10-25 11:30 | 578 | 575
2016-10-25 12:00 | 586 | 584
2016-10-25 12:30 | 587 | 585
2016-10-25 13:00 | 605 | 603
2016-10-25 13:30 | 606 | 604
2016-10-25 14:00 | 638 | 636
2016-10-25 14:30 | 680 | 679
2016-10-25 15:00 | 699 | 698
2016-10-25 15:30 | 738 | 737
2016-10-25 16:00 | 781 | 780
2016-10-25 16:30 | 822 | 822
2016-10-25 17:00 | 843 | 843
2016-10-25 17:30 | 833 | 832
2016-10-25 18:00 | 823 | 822
2016-10-25 18:30 | 829 | 829
2016-10-25 19:00 | 871 | 871
2016-10-25 19:30 | 848 | 848
2016-10-25 20:00 | 882 | 881
2016-10-25 20:30 | 884 | 884
2016-10-25 21:00 | 771 | 770
2016-10-25 21:30 | 728 | 724
2016-10-25 22:00 | 758 | 753
2016-10-25 22:30 | 676 | 669
2016-10-25 23:00 | 669 | 661
2016-10-25 23:30 | 594 | 580
2016-10-26 | 518 | 496
2016-10-26 00:30 | 477 | 451
2016-10-26 01:00 | 437 | 402
2016-10-26 01:30 | 445 | 407
2016-10-26 02:00 | 436 | 397
2016-10-26 02:30 | 423 | 381
2016-10-26 03:00 | 414 | 371
2016-10-26 03:30 | 420 | 378
2016-10-26 04:00 | 414 | 370
2016-10-26 04:30 | 440 | 401
2016-10-26 05:00 | 401 | 356
2016-10-26 05:30 | 378 | 337
2016-10-26 06:00 | 393 | 360
2016-10-26 06:30 | 447 | 426
2016-10-26 07:00 | 482 | 465
2016-10-26 07:30 | 583 | 573
2016-10-26 08:00 | 610 | 602
2016-10-26 08:30 | 596 | 587
2016-10-26 09:00 | 563 | 553
2016-10-26 09:30 | 536 | 525
2016-10-26 10:00 | 534 | 523
2016-10-26 10:30 | 541 | 530
2016-10-26 11:00 | 536 | 526
2016-10-26 11:30 | 550 | 540
2016-10-26 12:00 | 554 | 544
2016-10-26 12:30 | 577 | 568
2016-10-26 13:00 | 572 | 563
2016-10-26 13:30 | 597 | 589
2016-10-26 14:00 | 574 | 565
2016-10-26 14:30 | 570 | 560
2016-10-26 15:00 | 594 | 586
2016-10-26 15:30 | 696 | 691
2016-10-26 16:00 | 716 | 711
2016-10-26 16:30 | 720 | 713
2016-10-26 17:00 | 773 | 767
2016-10-26 17:30 | 843 | 838
2016-10-26 18:00 | 872 | 867
2016-10-26 18:30 | 867 | 862
2016-10-26 19:00 | 900 | 896
2016-10-26 19:30 | 845 | 842
2016-10-26 20:00 | 824 | 820
2016-10-26 20:30 | 805 | 801
2016-10-26 21:00 | 769 | 764
2016-10-26 21:30 | 771 | 767
2016-10-26 22:00 | 727 | 720
2016-10-26 22:30 | 636 | 618
2016-10-26 23:00 | 661 | 643
2016-10-26 23:30 | 609 | 587
2016-10-27 | 553 | 526
2016-10-27 00:30 | 530 | 502
2016-10-27 01:00 | 481 | 446
2016-10-27 01:30 | 489 | 455
2016-10-27 02:00 | 464 | 425
2016-10-27 02:30 | 441 | 398
2016-10-27 03:00 | 474 | 436
2016-10-27 03:30 | 507 | 474
2016-10-27 04:00 | 484 | 447
2016-10-27 04:30 | 447 | 406
2016-10-27 05:00 | 414 | 379
2016-10-27 05:30 | 396 | 360
2016-10-27 06:00 | 409 | 382
2016-10-27 06:30 | 487 | 475
2016-10-27 07:00 | 515 | 507
2016-10-27 07:30 | 601 | 596
2016-10-27 08:00 | 585 | 580
2016-10-27 08:30 | 678 | 675
2016-10-27 09:00 | 648 | 645
2016-10-27 09:30 | 577 | 573
2016-10-27 10:00 | 539 | 534
2016-10-27 10:30 | 558 | 554
2016-10-27 11:00 | 591 | 587
2016-10-27 11:30 | 596 | 592
2016-10-27 12:00 | 574 | 570
2016-10-27 12:30 | 638 | 633
2016-10-27 13:00 | 650 | 645
2016-10-27 13:30 | 645 | 639
2016-10-27 14:00 | 682 | 677
2016-10-27 14:30 | 724 | 721
2016-10-27 15:00 | 799 | 797
2016-10-27 15:30 | 860 | 858
2016-10-27 16:00 | 849 | 847
2016-10-27 16:30 | 846 | 843
2016-10-27 17:00 | 838 | 835
2016-10-27 17:30 | 854 | 851
2016-10-27 18:00 | 853 | 850
2016-10-27 18:30 | 899 | 897
2016-10-27 19:00 | 908 | 906
2016-10-27 19:30 | 843 | 840
2016-10-27 20:00 | 852 | 849
2016-10-27 20:30 | 842 | 840
2016-10-27 21:00 | 798 | 796
2016-10-27 21:30 | 773 | 770
2016-10-27 22:00 | 745 | 740
2016-10-27 22:30 | 704 | 697
2016-10-27 23:00 | 741 | 735
2016-10-27 23:30 | 669 | 661
2016-10-28 | 609 | 598
2016-10-28 00:30 | 573 | 556
2016-10-28 01:00 | 540 | 511
2016-10-28 01:30 | 545 | 517
2016-10-28 02:00 | 522 | 491
2016-10-28 02:30 | 500 | 467
2016-10-28 03:00 | 462 | 423
2016-10-28 03:30 | 436 | 395
2016-10-28 04:00 | 430 | 388
2016-10-28 04:30 | 456 | 418
2016-10-28 05:00 | 467 | 431
2016-10-28 05:30 | 448 | 410
2016-10-28 06:00 | 362 | 327
2016-10-28 06:30 | 405 | 393
2016-10-28 07:00 | 372 | 361
2016-10-28 07:30 | 508 | 506
2016-10-28 08:00 | 566 | 564
2016-10-28 08:30 | 549 | 546
2016-10-28 09:00 | 622 | 620
2016-10-28 09:30 | 629 | 627
2016-10-28 10:00 | 657 | 655
2016-10-28 10:30 | 638 | 635
2016-10-28 11:00 | 638 | 635
2016-10-28 11:30 | 638 | 635
2016-10-28 12:00 | 664 | 662
2016-10-28 12:30 | 696 | 694
2016-10-28 13:00 | 656 | 653
2016-10-28 13:30 | 687 | 684
2016-10-28 14:00 | 753 | 751
2016-10-28 14:30 | 765 | 763
2016-10-28 15:00 | 737 | 734
2016-10-28 15:30 | 792 | 790
2016-10-28 16:00 | 836 | 835
2016-10-28 16:30 | 831 | 829
2016-10-28 17:00 | 806 | 804
2016-10-28 17:30 | 802 | 800
2016-10-28 18:00 | 861 | 859
2016-10-28 18:30 | 902 | 901
2016-10-28 19:00 | 885 | 884
2016-10-28 19:30 | 844 | 842
2016-10-28 20:00 | 785 | 783
2016-10-28 20:30 | 765 | 763
2016-10-28 21:00 | 726 | 724
2016-10-28 21:30 | 748 | 744
2016-10-28 22:00 | 717 | 711
2016-10-28 22:30 | 665 | 658
2016-10-28 23:00 | 728 | 723
2016-10-28 23:30 | 687 | 680
2016-10-29 | 669 | 656
2016-10-29 00:30 | 654 | 634
2016-10-29 01:00 | 608 | 586
2016-10-29 01:30 | 573 | 545
2016-10-29 02:00 | 550 | 517
2016-10-29 02:30 | 532 | 497
2016-10-29 03:00 | 522 | 486
2016-10-29 03:30 | 516 | 479
2016-10-29 04:00 | 501 | 462
2016-10-29 04:30 | 509 | 470
2016-10-29 05:00 | 525 | 488
2016-10-29 05:30 | 541 | 506
2016-10-29 06:00 | 553 | 520
2016-10-29 06:30 | 544 | 518
2016-10-29 07:00 | 502 | 474
2016-10-29 07:30 | 511 | 487
2016-10-29 08:00 | 502 | 482
2016-10-29 08:30 | 544 | 530
2016-10-29 09:00 | 594 | 583
2016-10-29 09:30 | 598 | 587
2016-10-29 10:00 | 596 | 585
2016-10-29 10:30 | 581 | 569
2016-10-29 11:00 | 538 | 524
2016-10-29 11:30 | 512 | 497
2016-10-29 12:00 | 521 | 506
2016-10-29 12:30 | 508 | 492
2016-10-29 13:00 | 512 | 497
2016-10-29 13:30 | 539 | 525
2016-10-29 14:00 | 545 | 532
2016-10-29 14:30 | 573 | 561
2016-10-29 15:00 | 609 | 598
2016-10-29 15:30 | 604 | 594
2016-10-29 16:00 | 630 | 621
2016-10-29 16:30 | 691 | 686
2016-10-29 17:00 | 697 | 693
2016-10-29 17:30 | 683 | 677
2016-10-29 18:00 | 753 | 748
2016-10-29 18:30 | 786 | 782
2016-10-29 19:00 | 799 | 797
2016-10-29 19:30 | 803 | 801
2016-10-29 20:00 | 795 | 793
2016-10-29 20:30 | 790 | 788
2016-10-29 21:00 | 731 | 728
2016-10-29 21:30 | 682 | 676
2016-10-29 22:00 | 656 | 647
2016-10-29 22:30 | 608 | 594
2016-10-29 23:00 | 662 | 649
2016-10-29 23:30 | 634 | 620
2016-10-30 | 660 | 647
2016-10-30 00:30 | 614 | 590
2016-10-30 01:00 | 565 | 533
2016-10-30 01:30 | 506 | 466
2016-10-30 02:00 | 500 | 459
2016-10-30 02:30 | 527 | 490
2016-10-30 03:00 | 514 | 475
2016-10-30 03:30 | 512 | 473
2016-10-30 04:00 | 524 | 487
2016-10-30 04:30 | 494 | 452
2016-10-30 05:00 | 489 | 446
2016-10-30 05:30 | 510 | 470
2016-10-30 06:00 | 506 | 464
2016-10-30 06:30 | 466 | 421
2016-10-30 07:00 | 419 | 378
2016-10-30 07:30 | 425 | 386
2016-10-30 08:00 | 424 | 385
2016-10-30 08:30 | 449 | 418
2016-10-30 09:00 | 425 | 400
2016-10-30 09:30 | 427 | 409
2016-10-30 10:00 | 436 | 420
2016-10-30 10:30 | 436 | 420
2016-10-30 11:00 | 427 | 410
2016-10-30 11:30 | 438 | 422
2016-10-30 12:00 | 447 | 432
2016-10-30 12:30 | 459 | 445
2016-10-30 13:00 | 464 | 450
2016-10-30 13:30 | 479 | 467
2016-10-30 14:00 | 448 | 434
2016-10-30 14:30 | 485 | 474
2016-10-30 15:00 | 549 | 541
2016-10-30 15:30 | 588 | 580
2016-10-30 16:00 | 662 | 657
2016-10-30 16:30 | 708 | 704
2016-10-30 17:00 | 702 | 697
2016-10-30 17:30 | 729 | 724
2016-10-30 18:00 | 774 | 770
2016-10-30 18:30 | 853 | 851
2016-10-30 19:00 | 875 | 873
2016-10-30 19:30 | 882 | 879
2016-10-30 20:00 | 891 | 888
2016-10-30 20:30 | 884 | 882
2016-10-30 21:00 | 820 | 816
2016-10-30 21:30 | 776 | 772
2016-10-30 22:00 | 719 | 711
2016-10-30 22:30 | 719 | 710
2016-10-30 23:00 | 795 | 788
2016-10-30 23:30 | 776 | 768
2016-10-31 | 671 | 660
2016-10-31 00:30 | 620 | 602
2016-10-31 01:00 | 599 | 572
2016-10-31 01:30 | 579 | 550
2016-10-31 02:00 | 569 | 539
2016-10-31 02:30 | 542 | 509
2016-10-31 03:00 | 549 | 517
2016-10-31 03:30 | 527 | 492
2016-10-31 04:00 | 521 | 486
2016-10-31 04:30 | 484 | 445
2016-10-31 05:00 | 484 | 448
2016-10-31 05:30 | 540 | 515
2016-10-31 06:00 | 584 | 565
2016-10-31 06:30 | 617 | 605
2016-10-31 07:00 | 618 | 608
2016-10-31 07:30 | 737 | 733
2016-10-31 08:00 | 773 | 772
2016-10-31 08:30 | 785 | 783
2016-10-31 09:00 | 792 | 791
2016-10-31 09:30 | 800 | 799
2016-10-31 10:00 | 801 | 800
2016-10-31 10:30 | 812 | 811
2016-10-31 11:00 | 836 | 835
2016-10-31 11:30 | 826 | 825
2016-10-31 12:00 | 830 | 828
2016-10-31 12:30 | 843 | 842
2016-10-31 13:00 | 856 | 855
2016-10-31 13:30 | 870 | 869
2016-10-31 14:00 | 829 | 828
2016-10-31 14:30 | 849 | 848
2016-10-31 15:00 | 845 | 844
2016-10-31 15:30 | 896 | 895
2016-10-31 16:00 | 908 | 908
2016-10-31 16:30 | 933 | 933
2016-10-31 17:00 | 959 | 959
2016-10-31 17:30 | 959 | 958
2016-10-31 18:00 | 952 | 951
2016-10-31 18:30 | 976 | 975
2016-10-31 19:00 | 956 | 956
2016-10-31 19:30 | 934 | 934
2016-10-31 20:00 | 930 | 930
2016-10-31 20:30 | 890 | 890
2016-10-31 21:00 | 888 | 887
2016-10-31 21:30 | 858 | 855
2016-10-31 22:00 | 774 | 770
2016-10-31 22:30 | 684 | 679
2016-10-31 23:00 | 695 | 688
2016-10-31 23:30 | 625 | 614
2016-11-01 | 561 | 546
2016-11-01 00:30 | 513 | 494
2016-11-01 01:00 | 491 | 471
2016-11-01 01:30 | 496 | 475
2016-11-01 02:00 | 520 | 501
2016-11-01 02:30 | 533 | 511
2016-11-01 03:00 | 509 | 481
2016-11-01 03:30 | 485 | 455
2016-11-01 04:00 | 478 | 448
2016-11-01 04:30 | 491 | 462
2016-11-01 05:00 | 507 | 480
2016-11-01 05:30 | 486 | 459
2016-11-01 06:00 | 449 | 421
2016-11-01 06:30 | 533 | 522
2016-11-01 07:00 | 635 | 631
2016-11-01 07:30 | 697 | 695
2016-11-01 08:00 | 732 | 730
2016-11-01 08:30 | 791 | 790
2016-11-01 09:00 | 793 | 792
2016-11-01 09:30 | 761 | 760
2016-11-01 10:00 | 867 | 867
2016-11-01 10:30 | 885 | 884
2016-11-01 11:00 | 880 | 879
2016-11-01 11:30 | 826 | 824
2016-11-01 12:00 | 784 | 780
2016-11-01 12:30 | 782 | 778
2016-11-01 13:00 | 822 | 819
2016-11-01 13:30 | 839 | 836
2016-11-01 14:00 | 855 | 852
2016-11-01 14:30 | 882 | 879
2016-11-01 15:00 | 865 | 862
2016-11-01 15:30 | 871 | 868
2016-11-01 16:00 | 869 | 866
2016-11-01 16:30 | 888 | 885
2016-11-01 17:00 | 930 | 928
2016-11-01 17:30 | 914 | 911
2016-11-01 18:00 | 907 | 904
2016-11-01 18:30 | 910 | 907
2016-11-01 19:00 | 938 | 936
2016-11-01 19:30 | 899 | 896
2016-11-01 20:00 | 889 | 886
2016-11-01 20:30 | 867 | 863
2016-11-01 21:00 | 813 | 809
2016-11-01 21:30 | 765 | 760
2016-11-01 22:00 | 732 | 725
2016-11-01 22:30 | 733 | 724
2016-11-01 23:00 | 744 | 736
2016-11-01 23:30 | 713 | 704
2016-11-02 | 656 | 645
2016-11-02 00:30 | 593 | 579
2016-11-02 01:00 | 520 | 500
2016-11-02 01:30 | 514 | 491
2016-11-02 02:00 | 491 | 454
2016-11-02 02:30 | 484 | 443
2016-11-02 03:00 | 478 | 436
2016-11-02 03:30 | 478 | 436
2016-11-02 04:00 | 435 | 386
2016-11-02 04:30 | 451 | 407
2016-11-02 05:00 | 462 | 419
2016-11-02 05:30 | 498 | 462
2016-11-02 06:00 | 508 | 476
2016-11-02 06:30 | 528 | 515
2016-11-02 07:00 | 535 | 524
2016-11-02 07:30 | 579 | 571
2016-11-02 08:00 | 592 | 584
2016-11-02 08:30 | 594 | 586
2016-11-02 09:00 | 583 | 575
2016-11-02 09:30 | 590 | 582
2016-11-02 10:00 | 640 | 633
2016-11-02 10:30 | 611 | 604
2016-11-02 11:00 | 605 | 598
2016-11-02 11:30 | 533 | 524
2016-11-02 12:00 | 598 | 592
2016-11-02 12:30 | 641 | 635
2016-11-02 13:00 | 636 | 628
2016-11-02 13:30 | 684 | 677
2016-11-02 14:00 | 718 | 711
2016-11-02 14:30 | 680 | 673
2016-11-02 15:00 | 716 | 710
2016-11-02 15:30 | 749 | 744
2016-11-02 16:00 | 792 | 788
2016-11-02 16:30 | 781 | 777
2016-11-02 17:00 | 773 | 768
2016-11-02 17:30 | 786 | 781
2016-11-02 18:00 | 793 | 788
2016-11-02 18:30 | 820 | 816
2016-11-02 19:00 | 877 | 874
2016-11-02 19:30 | 808 | 803
2016-11-02 20:00 | 780 | 775
2016-11-02 20:30 | 763 | 757
2016-11-02 21:00 | 712 | 706
2016-11-02 21:30 | 687 | 681
2016-11-02 22:00 | 675 | 670
2016-11-02 22:30 | 623 | 616
2016-11-02 23:00 | 607 | 599
2016-11-02 23:30 | 541 | 530
2016-11-03 | 463 | 445
2016-11-03 00:30 | 496 | 473
2016-11-03 01:00 | 505 | 472
2016-11-03 01:30 | 484 | 448
2016-11-03 02:00 | 458 | 419
2016-11-03 02:30 | 412 | 373
2016-11-03 03:00 | 383 | 339
2016-11-03 03:30 | 382 | 339
2016-11-03 04:00 | 374 | 330
2016-11-03 04:30 | 396 | 357
2016-11-03 05:00 | 408 | 371
2016-11-03 05:30 | 327 | 283
2016-11-03 06:00 | 368 | 343
2016-11-03 06:30 | 417 | 402
2016-11-03 07:00 | 457 | 446
2016-11-03 07:30 | 520 | 513
2016-11-03 08:00 | 534 | 527
2016-11-03 08:30 | 573 | 567
2016-11-03 09:00 | 597 | 590
2016-11-03 09:30 | 552 | 542
2016-11-03 10:00 | 534 | 522
2016-11-03 10:30 | 562 | 552
2016-11-03 11:00 | 576 | 568
2016-11-03 11:30 | 563 | 554
2016-11-03 12:00 | 601 | 594
2016-11-03 12:30 | 620 | 614
2016-11-03 13:00 | 647 | 642
2016-11-03 13:30 | 684 | 678
2016-11-03 14:00 | 685 | 679
2016-11-03 14:30 | 693 | 687
2016-11-03 15:00 | 664 | 657
2016-11-03 15:30 | 667 | 660
2016-11-03 16:00 | 667 | 660
2016-11-03 16:30 | 656 | 649
2016-11-03 17:00 | 734 | 730
2016-11-03 17:30 | 733 | 728
2016-11-03 18:00 | 735 | 729
2016-11-03 18:30 | 773 | 769
2016-11-03 19:00 | 781 | 777
2016-11-03 19:30 | 734 | 727
2016-11-03 20:00 | 705 | 698
2016-11-03 20:30 | 683 | 677
2016-11-03 21:00 | 645 | 639
2016-11-03 21:30 | 606 | 599
2016-11-03 22:00 | 617 | 608
2016-11-03 22:30 | 604 | 593
2016-11-03 23:00 | 606 | 592
2016-11-03 23:30 | 552 | 534
2016-11-04 | 487 | 464
2016-11-04 00:30 | 453 | 426
2016-11-04 01:00 | 445 | 417
2016-11-04 01:30 | 475 | 442
2016-11-04 02:00 | 450 | 412
2016-11-04 02:30 | 435 | 396
2016-11-04 03:00 | 418 | 375
2016-11-04 03:30 | 430 | 390
2016-11-04 04:00 | 418 | 384
2016-11-04 04:30 | 430 | 395
2016-11-04 05:00 | 424 | 399
2016-11-04 05:30 | 453 | 433
2016-11-04 06:00 | 449 | 424
2016-11-04 06:30 | 509 | 495
2016-11-04 07:00 | 536 | 528
2016-11-04 07:30 | 607 | 604
2016-11-04 08:00 | 607 | 605
2016-11-04 08:30 | 610 | 607
2016-11-04 09:00 | 601 | 597
2016-11-04 09:30 | 596 | 592
2016-11-04 10:00 | 578 | 574
2016-11-04 10:30 | 584 | 579
2016-11-04 11:00 | 562 | 558
2016-11-04 11:30 | 603 | 599
2016-11-04 12:00 | 630 | 627
2016-11-04 12:30 | 660 | 657
2016-11-04 13:00 | 668 | 665
2016-11-04 13:30 | 693 | 690
2016-11-04 14:00 | 701 | 699
2016-11-04 14:30 | 779 | 777
2016-11-04 15:00 | 812 | 811
2016-11-04 15:30 | 808 | 807
2016-11-04 16:00 | 801 | 799
2016-11-04 16:30 | 802 | 801
2016-11-04 17:00 | 843 | 842
2016-11-04 17:30 | 856 | 854
2016-11-04 18:00 | 853 | 851
2016-11-04 18:30 | 883 | 882
2016-11-04 19:00 | 857 | 856
2016-11-04 19:30 | 855 | 853
2016-11-04 20:00 | 853 | 852
2016-11-04 20:30 | 843 | 841
2016-11-04 21:00 | 838 | 837
2016-11-04 21:30 | 745 | 740
2016-11-04 22:00 | 745 | 740
2016-11-04 22:30 | 761 | 755
2016-11-04 23:00 | 785 | 780
2016-11-04 23:30 | 788 | 783
2016-11-05 | 725 | 715
2016-11-05 00:30 | 624 | 603
2016-11-05 01:00 | 601 | 578
2016-11-05 01:30 | 552 | 524
2016-11-05 02:00 | 556 | 528
2016-11-05 02:30 | 525 | 493
2016-11-05 03:00 | 507 | 473
2016-11-05 03:30 | 503 | 469
2016-11-05 04:00 | 534 | 502
2016-11-05 04:30 | 569 | 541
2016-11-05 05:00 | 586 | 559
2016-11-05 05:30 | 581 | 553
2016-11-05 06:00 | 591 | 564
2016-11-05 06:30 | 595 | 569
2016-11-05 07:00 | 561 | 538
2016-11-05 07:30 | 545 | 528
2016-11-05 08:00 | 580 | 571
2016-11-05 08:30 | 584 | 577
2016-11-05 09:00 | 643 | 637
2016-11-05 09:30 | 660 | 655
2016-11-05 10:00 | 648 | 642
2016-11-05 10:30 | 617 | 609
2016-11-05 11:00 | 621 | 614
2016-11-05 11:30 | 627 | 620
2016-11-05 12:00 | 637 | 631
2016-11-05 12:30 | 656 | 650
2016-11-05 13:00 | 687 | 682
2016-11-05 13:30 | 719 | 716
2016-11-05 14:00 | 751 | 747
2016-11-05 14:30 | 783 | 780
2016-11-05 15:00 | 811 | 808
2016-11-05 15:30 | 816 | 813
2016-11-05 16:00 | 814 | 811
2016-11-05 16:30 | 919 | 917
2016-11-05 17:00 | 973 | 972
2016-11-05 17:30 | 934 | 933
2016-11-05 18:00 | 940 | 938
2016-11-05 18:30 | 930 | 928
2016-11-05 19:00 | 926 | 926
2016-11-05 19:30 | 869 | 868
2016-11-05 20:00 | 848 | 847
2016-11-05 20:30 | 822 | 821
2016-11-05 21:00 | 803 | 801
2016-11-05 21:30 | 756 | 752
2016-11-05 22:00 | 745 | 738
2016-11-05 22:30 | 782 | 776
2016-11-05 23:00 | 833 | 828
2016-11-05 23:30 | 798 | 787
2016-11-06 | 763 | 747
2016-11-06 00:30 | 698 | 680
2016-11-06 01:00 | 672 | 652
2016-11-06 01:30 | 659 | 638
2016-11-06 02:00 | 603 | 578
2016-11-06 02:30 | 574 | 546
2016-11-06 03:00 | 573 | 544
2016-11-06 03:30 | 584 | 556
2016-11-06 04:00 | 604 | 576
2016-11-06 04:30 | 578 | 547
2016-11-06 05:00 | 545 | 510
2016-11-06 05:30 | 565 | 532
2016-11-06 06:00 | 534 | 498
2016-11-06 06:30 | 552 | 518
2016-11-06 07:00 | 494 | 454
2016-11-06 07:30 | 469 | 436
2016-11-06 08:00 | 459 | 427
2016-11-06 08:30 | 500 | 472
2016-11-06 09:00 | 523 | 498
2016-11-06 09:30 | 549 | 528
2016-11-06 10:00 | 571 | 551
2016-11-06 10:30 | 557 | 536
2016-11-06 11:00 | 548 | 527
2016-11-06 11:30 | 568 | 548
2016-11-06 12:00 | 579 | 560
2016-11-06 12:30 | 605 | 588
2016-11-06 13:00 | 610 | 594
2016-11-06 13:30 | 648 | 634
2016-11-06 14:00 | 703 | 691
2016-11-06 14:30 | 776 | 767
2016-11-06 15:00 | 775 | 766
2016-11-06 15:30 | 836 | 828
2016-11-06 16:00 | 908 | 903
2016-11-06 16:30 | 933 | 928
2016-11-06 17:00 | 931 | 926
2016-11-06 17:30 | 904 | 898
2016-11-06 18:00 | 900 | 894
2016-11-06 18:30 | 901 | 896
2016-11-06 19:00 | 921 | 917
2016-11-06 19:30 | 862 | 856
2016-11-06 20:00 | 855 | 849
2016-11-06 20:30 | 871 | 865
2016-11-06 21:00 | 826 | 817
2016-11-06 21:30 | 754 | 744
2016-11-06 22:00 | 748 | 737
2016-11-06 22:30 | 761 | 750
2016-11-06 23:00 | 747 | 737
2016-11-06 23:30 | 705 | 692
2016-11-07 | 710 | 696
2016-11-07 00:30 | 675 | 660
2016-11-07 01:00 | 637 | 619
2016-11-07 01:30 | 598 | 571
2016-11-07 02:00 | 571 | 541
2016-11-07 02:30 | 560 | 529
2016-11-07 03:00 | 533 | 498
2016-11-07 03:30 | 521 | 485
2016-11-07 04:00 | 564 | 534
2016-11-07 04:30 | 563 | 532
2016-11-07 05:00 | 606 | 580
2016-11-07 05:30 | 618 | 594
2016-11-07 06:00 | 642 | 626
2016-11-07 06:30 | 687 | 674
2016-11-07 07:00 | 688 | 683
2016-11-07 07:30 | 764 | 761
2016-11-07 08:00 | 767 | 764
2016-11-07 08:30 | 722 | 716
2016-11-07 09:00 | 703 | 695
2016-11-07 09:30 | 734 | 727
2016-11-07 10:00 | 788 | 782
2016-11-07 10:30 | 764 | 758
2016-11-07 11:00 | 774 | 769
2016-11-07 11:30 | 780 | 775
2016-11-07 12:00 | 773 | 768
2016-11-07 12:30 | 766 | 761
2016-11-07 13:00 | 746 | 740
2016-11-07 13:30 | 772 | 767
2016-11-07 14:00 | 753 | 748
2016-11-07 14:30 | 726 | 721
2016-11-07 15:00 | 739 | 735
2016-11-07 15:30 | 773 | 768
2016-11-07 16:00 | 852 | 850
2016-11-07 16:30 | 804 | 802
2016-11-07 17:00 | 755 | 752
2016-11-07 17:30 | 792 | 790
2016-11-07 18:00 | 785 | 782
2016-11-07 18:30 | 873 | 872
2016-11-07 19:00 | 868 | 867
2016-11-07 19:30 | 812 | 809
2016-11-07 20:00 | 810 | 808
2016-11-07 20:30 | 839 | 837
2016-11-07 21:00 | 820 | 818
2016-11-07 21:30 | 751 | 749
2016-11-07 22:00 | 715 | 709
2016-11-07 22:30 | 678 | 669
2016-11-07 23:00 | 690 | 682
2016-11-07 23:30 | 649 | 640
2016-11-08 | 573 | 559
2016-11-08 00:30 | 562 | 547
2016-11-08 01:00 | 563 | 549
2016-11-08 01:30 | 549 | 530
2016-11-08 02:00 | 531 | 509
2016-11-08 02:30 | 510 | 486
2016-11-08 03:00 | 498 | 472
2016-11-08 03:30 | 490 | 464
2016-11-08 04:00 | 492 | 466
2016-11-08 04:30 | 443 | 413
2016-11-08 05:00 | 425 | 393
2016-11-08 05:30 | 421 | 392
2016-11-08 06:00 | 417 | 394
2016-11-08 06:30 | 483 | 471
2016-11-08 07:00 | 508 | 503
2016-11-08 07:30 | 639 | 638
2016-11-08 08:00 | 649 | 648
2016-11-08 08:30 | 657 | 654
2016-11-08 09:00 | 649 | 647
2016-11-08 09:30 | 646 | 645
2016-11-08 10:00 | 638 | 636
2016-11-08 10:30 | 621 | 618
2016-11-08 11:00 | 633 | 632
2016-11-08 11:30 | 662 | 660
2016-11-08 12:00 | 659 | 658
2016-11-08 12:30 | 695 | 694
2016-11-08 13:00 | 695 | 694
2016-11-08 13:30 | 704 | 702
2016-11-08 14:00 | 708 | 706
2016-11-08 14:30 | 720 | 719
2016-11-08 15:00 | 625 | 624
2016-11-08 15:30 | 564 | 563
2016-11-08 16:00 | 681 | 681
2016-11-08 16:30 | 667 | 666
2016-11-08 17:00 | 669 | 668
2016-11-08 17:30 | 712 | 709
2016-11-08 18:00 | 685 | 681
2016-11-08 18:30 | 753 | 749
2016-11-08 19:00 | 832 | 832
2016-11-08 19:30 | 815 | 814
2016-11-08 20:00 | 800 | 799
2016-11-08 20:30 | 798 | 796
2016-11-08 21:00 | 759 | 756
2016-11-08 21:30 | 777 | 775
2016-11-08 22:00 | 833 | 831
2016-11-08 22:30 | 703 | 698
2016-11-08 23:00 | 734 | 730
2016-11-08 23:30 | 696 | 690
2016-11-09 | 621 | 611
2016-11-09 00:30 | 551 | 537
2016-11-09 01:00 | 557 | 543
2016-11-09 01:30 | 548 | 534
2016-11-09 02:00 | 585 | 573
2016-11-09 02:30 | 557 | 542
2016-11-09 03:00 | 524 | 507
2016-11-09 03:30 | 515 | 497
2016-11-09 04:00 | 475 | 455
2016-11-09 04:30 | 521 | 504
2016-11-09 05:00 | 534 | 519
2016-11-09 05:30 | 527 | 511
2016-11-09 06:00 | 522 | 508
2016-11-09 06:30 | 579 | 572
2016-11-09 07:00 | 650 | 647
2016-11-09 07:30 | 748 | 747
2016-11-09 08:00 | 767 | 765
2016-11-09 08:30 | 793 | 791
2016-11-09 09:00 | 757 | 754
2016-11-09 09:30 | 749 | 747
2016-11-09 10:00 | 740 | 738
2016-11-09 10:30 | 701 | 699
2016-11-09 11:00 | 725 | 722
2016-11-09 11:30 | 718 | 714
2016-11-09 12:00 | 724 | 721
2016-11-09 12:30 | 785 | 783
2016-11-09 13:00 | 812 | 811
2016-11-09 13:30 | 828 | 827
2016-11-09 14:00 | 875 | 874
2016-11-09 14:30 | 908 | 908
2016-11-09 15:00 | 916 | 915
2016-11-09 15:30 | 937 | 936
2016-11-09 16:00 | 928 | 927
2016-11-09 16:30 | 945 | 945
2016-11-09 17:00 | 948 | 948
2016-11-09 17:30 | 968 | 968
2016-11-09 18:00 | 974 | 973
2016-11-09 18:30 | 967 | 967
2016-11-09 19:00 | 972 | 972
2016-11-09 19:30 | 926 | 925
2016-11-09 20:00 | 876 | 875
2016-11-09 20:30 | 876 | 874
2016-11-09 21:00 | 861 | 859
2016-11-09 21:30 | 838 | 835
2016-11-09 22:00 | 818 | 816
2016-11-09 22:30 | 797 | 795
2016-11-09 23:00 | 826 | 824
2016-11-09 23:30 | 763 | 758
2016-11-10 | 698 | 690
2016-11-10 00:30 | 643 | 622
2016-11-10 01:00 | 611 | 588
2016-11-10 01:30 | 614 | 591
2016-11-10 02:00 | 621 | 598
2016-11-10 02:30 | 636 | 614
2016-11-10 03:00 | 616 | 593
2016-11-10 03:30 | 623 | 604
2016-11-10 04:00 | 609 | 592
2016-11-10 04:30 | 622 | 605
2016-11-10 05:00 | 575 | 556
2016-11-10 05:30 | 559 | 541
2016-11-10 06:00 | 549 | 538
2016-11-10 06:30 | 584 | 575
2016-11-10 07:00 | 689 | 685
2016-11-10 07:30 | 796 | 793
2016-11-10 08:00 | 783 | 780
2016-11-10 08:30 | 813 | 810
2016-11-10 09:00 | 856 | 854
2016-11-10 09:30 | 884 | 882
2016-11-10 10:00 | 873 | 872
2016-11-10 10:30 | 866 | 865
2016-11-10 11:00 | 870 | 868
2016-11-10 11:30 | 875 | 874
2016-11-10 12:00 | 918 | 917
2016-11-10 12:30 | 922 | 922
2016-11-10 13:00 | 945 | 945
2016-11-10 13:30 | 953 | 952
2016-11-10 14:00 | 997 | 997
2016-11-10 14:30 | 1005 | 1005
2016-11-10 15:00 | 1015 | 1015
2016-11-10 15:30 | 1034 | 1034
2016-11-10 16:00 | 1036 | 1036
2016-11-10 16:30 | 1058 | 1058
2016-11-10 17:00 | 1025 | 1024
2016-11-10 17:30 | 1027 | 1027
2016-11-10 18:00 | 992 | 992
2016-11-10 18:30 | 1042 | 1042
2016-11-10 19:00 | 1064 | 1064
2016-11-10 19:30 | 1025 | 1025
2016-11-10 20:00 | 1002 | 1002
2016-11-10 20:30 | 964 | 964
2016-11-10 21:00 | 1004 | 1004
2016-11-10 21:30 | 963 | 962
2016-11-10 22:00 | 958 | 956
2016-11-10 22:30 | 849 | 845
2016-11-10 23:00 | 822 | 820
2016-11-10 23:30 | 780 | 777
2016-11-11 | 773 | 768
2016-11-11 00:30 | 784 | 778
2016-11-11 01:00 | 760 | 747
2016-11-11 01:30 | 733 | 720
2016-11-11 02:00 | 736 | 722
2016-11-11 02:30 | 724 | 710
2016-11-11 03:00 | 725 | 710
2016-11-11 03:30 | 747 | 734
2016-11-11 04:00 | 718 | 703
2016-11-11 04:30 | 688 | 673
2016-11-11 05:00 | 703 | 688
2016-11-11 05:30 | 616 | 600
2016-11-11 06:00 | 581 | 569
2016-11-11 06:30 | 557 | 547
2016-11-11 07:00 | 722 | 719
2016-11-11 07:30 | 815 | 814
2016-11-11 08:00 | 847 | 847
2016-11-11 08:30 | 863 | 863
2016-11-11 09:00 | 894 | 894
2016-11-11 09:30 | 897 | 897
2016-11-11 10:00 | 910 | 908
2016-11-11 10:30 | 919 | 916
2016-11-11 11:00 | 965 | 962
2016-11-11 11:30 | 954 | 952
2016-11-11 12:00 | 924 | 921
2016-11-11 12:30 | 951 | 949
2016-11-11 13:00 | 951 | 949
2016-11-11 13:30 | 973 | 971
2016-11-11 14:00 | 973 | 972
2016-11-11 14:30 | 1015 | 1015
2016-11-11 15:00 | 1000 | 1000
2016-11-11 15:30 | 966 | 966
2016-11-11 16:00 | 968 | 968
2016-11-11 16:30 | 989 | 989
2016-11-11 17:00 | 991 | 991
2016-11-11 17:30 | 1018 | 1017
2016-11-11 18:00 | 1040 | 1039
2016-11-11 18:30 | 1025 | 1024
2016-11-11 19:00 | 979 | 979
2016-11-11 19:30 | 938 | 937
2016-11-11 20:00 | 932 | 932
2016-11-11 20:30 | 977 | 976
2016-11-11 21:00 | 984 | 981
2016-11-11 21:30 | 965 | 962
2016-11-11 22:00 | 911 | 908
2016-11-11 22:30 | 884 | 881
2016-11-11 23:00 | 886 | 883
2016-11-11 23:30 | 843 | 840
2016-11-12 | 823 | 820
2016-11-12 00:30 | 760 | 754
2016-11-12 01:00 | 713 | 705
2016-11-12 01:30 | 705 | 696
2016-11-12 02:00 | 715 | 706
2016-11-12 02:30 | 689 | 680
2016-11-12 03:00 | 660 | 650
2016-11-12 03:30 | 693 | 683
2016-11-12 04:00 | 654 | 643
2016-11-12 04:30 | 718 | 709
2016-11-12 05:00 | 731 | 722
2016-11-12 05:30 | 753 | 746
2016-11-12 06:00 | 671 | 661
2016-11-12 06:30 | 560 | 545
2016-11-12 07:00 | 627 | 617
2016-11-12 07:30 | 680 | 674
2016-11-12 08:00 | 704 | 700
2016-11-12 08:30 | 707 | 703
2016-11-12 09:00 | 733 | 730
2016-11-12 09:30 | 761 | 759
2016-11-12 10:00 | 767 | 765
2016-11-12 10:30 | 767 | 765
2016-11-12 11:00 | 807 | 806
2016-11-12 11:30 | 867 | 867
2016-11-12 12:00 | 916 | 915
2016-11-12 12:30 | 920 | 919
2016-11-12 13:00 | 960 | 960
2016-11-12 13:30 | 993 | 993
2016-11-12 14:00 | 986 | 986
2016-11-12 14:30 | 991 | 990
2016-11-12 15:00 | 943 | 942
2016-11-12 15:30 | 945 | 944
2016-11-12 16:00 | 894 | 891
2016-11-12 16:30 | 845 | 842
2016-11-12 17:00 | 848 | 846
2016-11-12 17:30 | 718 | 714
2016-11-12 18:00 | 736 | 733
2016-11-12 18:30 | 793 | 791
2016-11-12 19:00 | 833 | 832
2016-11-12 19:30 | 828 | 825
2016-11-12 20:00 | 767 | 762
2016-11-12 20:30 | 735 | 730
2016-11-12 21:00 | 723 | 717
2016-11-12 21:30 | 705 | 699
2016-11-12 22:00 | 696 | 691
2016-11-12 22:30 | 717 | 712
2016-11-12 23:00 | 737 | 733
2016-11-12 23:30 | 653 | 646
2016-11-13 | 566 | 555
2016-11-13 00:30 | 604 | 595
2016-11-13 01:00 | 698 | 691
2016-11-13 01:30 | 679 | 668
2016-11-13 02:00 | 648 | 631
2016-11-13 02:30 | 688 | 668
2016-11-13 03:00 | 708 | 689
2016-11-13 03:30 | 687 | 666
2016-11-13 04:00 | 688 | 667
2016-11-13 04:30 | 696 | 676
2016-11-13 05:00 | 676 | 655
2016-11-13 05:30 | 684 | 663
2016-11-13 06:00 | 685 | 666
2016-11-13 06:30 | 670 | 658
2016-11-13 07:00 | 663 | 653
2016-11-13 07:30 | 629 | 618
2016-11-13 08:00 | 598 | 588
2016-11-13 08:30 | 629 | 623
2016-11-13 09:00 | 662 | 656
2016-11-13 09:30 | 673 | 668
2016-11-13 10:00 | 675 | 671
2016-11-13 10:30 | 687 | 685
2016-11-13 11:00 | 667 | 665
2016-11-13 11:30 | 699 | 696
2016-11-13 12:00 | 715 | 712
2016-11-13 12:30 | 763 | 762
2016-11-13 13:00 | 773 | 772
2016-11-13 13:30 | 856 | 856
2016-11-13 14:00 | 926 | 926
2016-11-13 14:30 | 946 | 945
2016-11-13 15:00 | 973 | 973
2016-11-13 15:30 | 985 | 985
2016-11-13 16:00 | 1000 | 1000
2016-11-13 16:30 | 981 | 981
2016-11-13 17:00 | 967 | 966
2016-11-13 17:30 | 965 | 965
2016-11-13 18:00 | 976 | 976
2016-11-13 18:30 | 979 | 979
2016-11-13 19:00 | 970 | 970
2016-11-13 19:30 | 954 | 953
2016-11-13 20:00 | 888 | 886
2016-11-13 20:30 | 857 | 855
2016-11-13 21:00 | 817 | 815
2016-11-13 21:30 | 770 | 767
2016-11-13 22:00 | 762 | 758
2016-11-13 22:30 | 741 | 737
2016-11-13 23:00 | 746 | 741
2016-11-13 23:30 | 659 | 649
2016-11-14 | 553 | 537
2016-11-14 00:30 | 613 | 602
2016-11-14 01:00 | 657 | 648
2016-11-14 01:30 | 650 | 635
2016-11-14 02:00 | 631 | 609
2016-11-14 02:30 | 595 | 570
2016-11-14 03:00 | 571 | 544
2016-11-14 03:30 | 579 | 552
2016-11-14 04:00 | 595 | 569
2016-11-14 04:30 | 593 | 568
2016-11-14 05:00 | 593 | 574
2016-11-14 05:30 | 593 | 574
2016-11-14 06:00 | 637 | 628
2016-11-14 06:30 | 664 | 658
2016-11-14 07:00 | 650 | 643
2016-11-14 07:30 | 696 | 692
2016-11-14 08:00 | 720 | 718
2016-11-14 08:30 | 711 | 709
2016-11-14 09:00 | 685 | 683
2016-11-14 09:30 | 642 | 639
2016-11-14 10:00 | 654 | 651
2016-11-14 10:30 | 627 | 623
2016-11-14 11:00 | 630 | 628
2016-11-14 11:30 | 657 | 656
2016-11-14 12:00 | 636 | 635
2016-11-14 12:30 | 625 | 624
2016-11-14 13:00 | 684 | 683
2016-11-14 13:30 | 710 | 709
2016-11-14 14:00 | 735 | 734
2016-11-14 14:30 | 789 | 789
2016-11-14 15:00 | 853 | 853
2016-11-14 15:30 | 900 | 900
2016-11-14 16:00 | 927 | 927
2016-11-14 16:30 | 960 | 960
2016-11-14 17:00 | 950 | 949
2016-11-14 17:30 | 958 | 958
2016-11-14 18:00 | 933 | 933
2016-11-14 18:30 | 935 | 934
2016-11-14 19:00 | 946 | 946
2016-11-14 19:30 | 948 | 948
2016-11-14 20:00 | 881 | 881
2016-11-14 20:30 | 836 | 835
2016-11-14 21:00 | 812 | 812
2016-11-14 21:30 | 737 | 735
2016-11-14 22:00 | 704 | 700
2016-11-14 22:30 | 584 | 574
2016-11-14 23:00 | 593 | 584
2016-11-14 23:30 | 548 | 537
2016-11-15 | 516 | 501
2016-11-15 00:30 | 517 | 499
2016-11-15 01:00 | 468 | 440
2016-11-15 01:30 | 512 | 484
2016-11-15 02:00 | 512 | 483
2016-11-15 02:30 | 534 | 504
2016-11-15 03:00 | 572 | 551
2016-11-15 03:30 | 562 | 541
2016-11-15 04:00 | 505 | 475
2016-11-15 04:30 | 499 | 468
2016-11-15 05:00 | 508 | 482
2016-11-15 05:30 | 559 | 539
2016-11-15 06:00 | 578 | 560
2016-11-15 06:30 | 607 | 594
2016-11-15 07:00 | 619 | 610
2016-11-15 07:30 | 645 | 637
2016-11-15 08:00 | 664 | 660
2016-11-15 08:30 | 665 | 663
2016-11-15 09:00 | 655 | 653
2016-11-15 09:30 | 628 | 626
2016-11-15 10:00 | 625 | 623
2016-11-15 10:30 | 617 | 615
2016-11-15 11:00 | 644 | 642
2016-11-15 11:30 | 629 | 627
2016-11-15 12:00 | 644 | 642
2016-11-15 12:30 | 635 | 633
2016-11-15 13:00 | 635 | 633
2016-11-15 13:30 | 648 | 647
2016-11-15 14:00 | 694 | 693
2016-11-15 14:30 | 718 | 717
2016-11-15 15:00 | 688 | 685
2016-11-15 15:30 | 707 | 704
2016-11-15 16:00 | 767 | 765
2016-11-15 16:30 | 785 | 783
2016-11-15 17:00 | 780 | 778
2016-11-15 17:30 | 819 | 817
2016-11-15 18:00 | 808 | 806
2016-11-15 18:30 | 889 | 887
2016-11-15 19:00 | 896 | 895
2016-11-15 19:30 | 800 | 798
2016-11-15 20:00 | 875 | 874
2016-11-15 20:30 | 888 | 886
2016-11-15 21:00 | 870 | 868
2016-11-15 21:30 | 824 | 822
2016-11-15 22:00 | 778 | 774
2016-11-15 22:30 | 675 | 665
2016-11-15 23:00 | 694 | 683
2016-11-15 23:30 | 636 | 623
2016-11-16 | 596 | 579
2016-11-16 00:30 | 564 | 544
2016-11-16 01:00 | 548 | 527
2016-11-16 01:30 | 542 | 516
2016-11-16 02:00 | 587 | 561
2016-11-16 02:30 | 590 | 564
2016-11-16 03:00 | 568 | 540
2016-11-16 03:30 | 542 | 511
2016-11-16 04:00 | 536 | 504
2016-11-16 04:30 | 505 | 470
2016-11-16 05:00 | 484 | 447
2016-11-16 05:30 | 476 | 445
2016-11-16 06:00 | 466 | 443
2016-11-16 06:30 | 544 | 535
2016-11-16 07:00 | 624 | 619
2016-11-16 07:30 | 649 | 646
2016-11-16 08:00 | 680 | 677
2016-11-16 08:30 | 646 | 643
2016-11-16 09:00 | 622 | 619
2016-11-16 09:30 | 618 | 615
2016-11-16 10:00 | 590 | 586
2016-11-16 10:30 | 587 | 583
2016-11-16 11:00 | 595 | 591
2016-11-16 11:30 | 615 | 612
2016-11-16 12:00 | 651 | 650
2016-11-16 12:30 | 680 | 679
2016-11-16 13:00 | 687 | 686
2016-11-16 13:30 | 691 | 690
2016-11-16 14:00 | 746 | 745
2016-11-16 14:30 | 779 | 777
2016-11-16 15:00 | 806 | 804
2016-11-16 15:30 | 844 | 842
2016-11-16 16:00 | 920 | 919
2016-11-16 16:30 | 969 | 969
2016-11-16 17:00 | 959 | 958
2016-11-16 17:30 | 960 | 959
2016-11-16 18:00 | 925 | 923
2016-11-16 18:30 | 933 | 932
2016-11-16 19:00 | 982 | 981
2016-11-16 19:30 | 947 | 946
2016-11-16 20:00 | 922 | 921
2016-11-16 20:30 | 946 | 944
2016-11-16 21:00 | 890 | 889
2016-11-16 21:30 | 806 | 801
2016-11-16 22:00 | 714 | 710
2016-11-16 22:30 | 705 | 698
2016-11-16 23:00 | 733 | 726
2016-11-16 23:30 | 665 | 656
2016-11-17 | 604 | 589
2016-11-17 00:30 | 568 | 547
2016-11-17 01:00 | 542 | 520
2016-11-17 01:30 | 519 | 491
2016-11-17 02:00 | 491 | 457
2016-11-17 02:30 | 542 | 514
2016-11-17 03:00 | 564 | 537
2016-11-17 03:30 | 584 | 559
2016-11-17 04:00 | 594 | 570
2016-11-17 04:30 | 537 | 507
2016-11-17 05:00 | 537 | 508
2016-11-17 05:30 | 545 | 517
2016-11-17 06:00 | 534 | 513
2016-11-17 06:30 | 562 | 550
2016-11-17 07:00 | 637 | 631
2016-11-17 07:30 | 696 | 691
2016-11-17 08:00 | 681 | 677
2016-11-17 08:30 | 657 | 655
2016-11-17 09:00 | 620 | 617
2016-11-17 09:30 | 624 | 621
2016-11-17 10:00 | 613 | 610
2016-11-17 10:30 | 614 | 611
2016-11-17 11:00 | 612 | 609
2016-11-17 11:30 | 619 | 616
2016-11-17 12:00 | 616 | 613
2016-11-17 12:30 | 636 | 633
2016-11-17 13:00 | 639 | 637
2016-11-17 13:30 | 643 | 641
2016-11-17 14:00 | 665 | 663
2016-11-17 14:30 | 696 | 694
2016-11-17 15:00 | 710 | 708
2016-11-17 15:30 | 744 | 743
2016-11-17 16:00 | 815 | 814
2016-11-17 16:30 | 829 | 828
2016-11-17 17:00 | 815 | 815
2016-11-17 17:30 | 838 | 837
2016-11-17 18:00 | 842 | 841
2016-11-17 18:30 | 862 | 861
2016-11-17 19:00 | 920 | 920
2016-11-17 19:30 | 885 | 884
2016-11-17 20:00 | 861 | 860
2016-11-17 20:30 | 835 | 834
2016-11-17 21:00 | 753 | 751
2016-11-17 21:30 | 661 | 657
2016-11-17 22:00 | 650 | 643
2016-11-17 22:30 | 735 | 730
2016-11-17 23:00 | 732 | 725
2016-11-17 23:30 | 665 | 655
2016-11-18 | 600 | 587
2016-11-18 00:30 | 552 | 535
2016-11-18 01:00 | 539 | 513
2016-11-18 01:30 | 522 | 491
2016-11-18 02:00 | 562 | 534
2016-11-18 02:30 | 572 | 546
2016-11-18 03:00 | 560 | 539
2016-11-18 03:30 | 571 | 550
2016-11-18 04:00 | 590 | 565
2016-11-18 04:30 | 500 | 467
2016-11-18 05:00 | 487 | 459
2016-11-18 05:30 | 469 | 439
2016-11-18 06:00 | 490 | 464
2016-11-18 06:30 | 555 | 543
2016-11-18 07:00 | 596 | 590
2016-11-18 07:30 | 633 | 628
2016-11-18 08:00 | 633 | 628
2016-11-18 08:30 | 649 | 644
2016-11-18 09:00 | 604 | 598
2016-11-18 09:30 | 567 | 559
2016-11-18 10:00 | 452 | 437
2016-11-18 10:30 | 452 | 441
2016-11-18 11:00 | 427 | 416
2016-11-18 11:30 | 440 | 430
2016-11-18 12:00 | 424 | 416
2016-11-18 12:30 | 386 | 379
2016-11-18 13:00 | 384 | 377
2016-11-18 13:30 | 373 | 366
2016-11-18 14:00 | 376 | 370
2016-11-18 14:30 | 389 | 383
2016-11-18 15:00 | 368 | 362
2016-11-18 15:30 | 376 | 371
2016-11-18 16:00 | 418 | 414
2016-11-18 16:30 | 466 | 463
2016-11-18 17:00 | 517 | 514
2016-11-18 17:30 | 634 | 634
2016-11-18 18:00 | 635 | 634
2016-11-18 18:30 | 619 | 618
2016-11-18 19:00 | 655 | 654
2016-11-18 19:30 | 564 | 562
2016-11-18 20:00 | 592 | 590
2016-11-18 20:30 | 572 | 569
2016-11-18 21:00 | 562 | 561
2016-11-18 21:30 | 564 | 560
2016-11-18 22:00 | 582 | 576
2016-11-18 22:30 | 654 | 647
2016-11-18 23:00 | 720 | 715
2016-11-18 23:30 | 682 | 675
2016-11-19 | 600 | 589
2016-11-19 00:30 | 597 | 578
2016-11-19 01:00 | 583 | 560
2016-11-19 01:30 | 587 | 563
2016-11-19 02:00 | 560 | 531
2016-11-19 02:30 | 580 | 554
2016-11-19 03:00 | 604 | 579
2016-11-19 03:30 | 619 | 595
2016-11-19 04:00 | 622 | 599
2016-11-19 04:30 | 593 | 567
2016-11-19 05:00 | 588 | 561
2016-11-19 05:30 | 511 | 475
2016-11-19 06:00 | 482 | 449
2016-11-19 06:30 | 505 | 474
2016-11-19 07:00 | 473 | 442
2016-11-19 07:30 | 448 | 428
2016-11-19 08:00 | 461 | 448
2016-11-19 08:30 | 491 | 480
2016-11-19 09:00 | 547 | 539
2016-11-19 09:30 | 566 | 562
2016-11-19 10:00 | 571 | 567
2016-11-19 10:30 | 563 | 560
2016-11-19 11:00 | 550 | 546
2016-11-19 11:30 | 529 | 525
2016-11-19 12:00 | 525 | 520
2016-11-19 12:30 | 508 | 502
2016-11-19 13:00 | 562 | 558
2016-11-19 13:30 | 568 | 564
2016-11-19 14:00 | 562 | 558
2016-11-19 14:30 | 564 | 560
2016-11-19 15:00 | 575 | 571
2016-11-19 15:30 | 624 | 622
2016-11-19 16:00 | 704 | 702
2016-11-19 16:30 | 726 | 725
2016-11-19 17:00 | 744 | 743
2016-11-19 17:30 | 768 | 767
2016-11-19 18:00 | 774 | 773
2016-11-19 18:30 | 791 | 790
2016-11-19 19:00 | 854 | 854
2016-11-19 19:30 | 857 | 856
2016-11-19 20:00 | 830 | 829
2016-11-19 20:30 | 782 | 781
2016-11-19 21:00 | 720 | 718
2016-11-19 21:30 | 658 | 654
2016-11-19 22:00 | 633 | 627
2016-11-19 22:30 | 710 | 703
2016-11-19 23:00 | 721 | 714
2016-11-19 23:30 | 706 | 696
2016-11-20 | 704 | 692
2016-11-20 00:30 | 644 | 624
2016-11-20 01:00 | 634 | 612
2016-11-20 01:30 | 592 | 567
2016-11-20 02:00 | 547 | 519
2016-11-20 02:30 | 531 | 501
2016-11-20 03:00 | 542 | 513
2016-11-20 03:30 | 572 | 546
2016-11-20 04:00 | 579 | 553
2016-11-20 04:30 | 546 | 517
2016-11-20 05:00 | 480 | 441
2016-11-20 05:30 | 474 | 433
2016-11-20 06:00 | 445 | 400
2016-11-20 06:30 | 426 | 378
2016-11-20 07:00 | 385 | 341
2016-11-20 07:30 | 379 | 343
2016-11-20 08:00 | 409 | 385
2016-11-20 08:30 | 455 | 436
2016-11-20 09:00 | 492 | 477
2016-11-20 09:30 | 453 | 435
2016-11-20 10:00 | 454 | 435
2016-11-20 10:30 | 457 | 440
2016-11-20 11:00 | 447 | 429
2016-11-20 11:30 | 442 | 424
2016-11-20 12:00 | 451 | 434
2016-11-20 12:30 | 462 | 445
2016-11-20 13:00 | 477 | 462
2016-11-20 13:30 | 494 | 481
2016-11-20 14:00 | 524 | 512
2016-11-20 14:30 | 534 | 523
2016-11-20 15:00 | 571 | 562
2016-11-20 15:30 | 626 | 619
2016-11-20 16:00 | 687 | 681
2016-11-20 16:30 | 728 | 724
2016-11-20 17:00 | 761 | 757
2016-11-20 17:30 | 788 | 783
2016-11-20 18:00 | 786 | 782
2016-11-20 18:30 | 777 | 773
2016-11-20 19:00 | 818 | 815
2016-11-20 19:30 | 783 | 779
2016-11-20 20:00 | 791 | 787
2016-11-20 20:30 | 806 | 802
2016-11-20 21:00 | 791 | 786
2016-11-20 21:30 | 661 | 649
2016-11-20 22:00 | 593 | 578
2016-11-20 22:30 | 639 | 627
2016-11-20 23:00 | 641 | 628
2016-11-20 23:30 | 657 | 644
2016-11-21 | 610 | 595
2016-11-21 00:30 | 562 | 542
2016-11-21 01:00 | 515 | 487
2016-11-21 01:30 | 517 | 484
2016-11-21 02:00 | 494 | 458
2016-11-21 02:30 | 484 | 448
2016-11-21 03:00 | 480 | 442
2016-11-21 03:30 | 497 | 463
2016-11-21 04:00 | 565 | 538
2016-11-21 04:30 | 633 | 611
2016-11-21 05:00 | 622 | 599
2016-11-21 05:30 | 563 | 535
2016-11-21 06:00 | 518 | 488
2016-11-21 06:30 | 526 | 507
2016-11-21 07:00 | 493 | 475
2016-11-21 07:30 | 592 | 583
2016-11-21 08:00 | 644 | 637
2016-11-21 08:30 | 597 | 588
2016-11-21 09:00 | 542 | 531
2016-11-21 09:30 | 593 | 584
2016-11-21 10:00 | 577 | 568
2016-11-21 10:30 | 567 | 558
2016-11-21 11:00 | 588 | 580
2016-11-21 11:30 | 620 | 613
2016-11-21 12:00 | 617 | 610
2016-11-21 12:30 | 598 | 590
2016-11-21 13:00 | 542 | 532
2016-11-21 13:30 | 579 | 570
2016-11-21 14:00 | 633 | 627
2016-11-21 14:30 | 653 | 645
2016-11-21 15:00 | 653 | 643
2016-11-21 15:30 | 656 | 646
2016-11-21 16:00 | 701 | 693
2016-11-21 16:30 | 750 | 743
2016-11-21 17:00 | 815 | 810
2016-11-21 17:30 | 901 | 897
2016-11-21 18:00 | 943 | 938
2016-11-21 18:30 | 843 | 837
2016-11-21 19:00 | 891 | 887
2016-11-21 19:30 | 859 | 854
2016-11-21 20:00 | 866 | 861
2016-11-21 20:30 | 873 | 868
2016-11-21 21:00 | 797 | 792
2016-11-21 21:30 | 677 | 670
2016-11-21 22:00 | 626 | 617
2016-11-21 22:30 | 629 | 617
2016-11-21 23:00 | 607 | 593
2016-11-21 23:30 | 604 | 588
2016-11-22 | 571 | 547
2016-11-22 00:30 | 521 | 490
2016-11-22 01:00 | 458 | 425
2016-11-22 01:30 | 451 | 416
2016-11-22 02:00 | 443 | 411
2016-11-22 02:30 | 477 | 440
2016-11-22 03:00 | 506 | 473
2016-11-22 03:30 | 547 | 518
2016-11-22 04:00 | 557 | 530
2016-11-22 04:30 | 521 | 490
2016-11-22 05:00 | 466 | 429
2016-11-22 05:30 | 475 | 440
2016-11-22 06:00 | 500 | 471
2016-11-22 06:30 | 565 | 553
2016-11-22 07:00 | 598 | 591
2016-11-22 07:30 | 684 | 681
2016-11-22 08:00 | 678 | 675
2016-11-22 08:30 | 699 | 696
2016-11-22 09:00 | 670 | 667
2016-11-22 09:30 | 669 | 666
2016-11-22 10:00 | 633 | 630
2016-11-22 10:30 | 584 | 580
2016-11-22 11:00 | 537 | 531
2016-11-22 11:30 | 465 | 461
2016-11-22 12:00 | 415 | 407
2016-11-22 12:30 | 409 | 399
2016-11-22 13:00 | 388 | 378
2016-11-22 13:30 | 414 | 405
2016-11-22 14:00 | 420 | 412
2016-11-22 14:30 | 420 | 410
2016-11-22 15:00 | 406 | 397
2016-11-22 15:30 | 582 | 579
2016-11-22 16:00 | 595 | 592
2016-11-22 16:30 | 632 | 629
2016-11-22 17:00 | 692 | 691
2016-11-22 17:30 | 703 | 701
2016-11-22 18:00 | 716 | 714
2016-11-22 18:30 | 760 | 758
2016-11-22 19:00 | 787 | 786
2016-11-22 19:30 | 782 | 781
2016-11-22 20:00 | 793 | 791
2016-11-22 20:30 | 757 | 756
2016-11-22 21:00 | 692 | 691
2016-11-22 21:30 | 654 | 651
2016-11-22 22:00 | 625 | 620
2016-11-22 22:30 | 607 | 601
2016-11-22 23:00 | 645 | 637
2016-11-22 23:30 | 615 | 605
2016-11-23 | 583 | 572
2016-11-23 00:30 | 505 | 491
2016-11-23 01:00 | 491 | 475
2016-11-23 01:30 | 441 | 423
2016-11-23 02:00 | 415 | 396
2016-11-23 02:30 | 409 | 390
2016-11-23 03:00 | 468 | 452
2016-11-23 03:30 | 473 | 457
2016-11-23 04:00 | 500 | 485
2016-11-23 04:30 | 499 | 484
2016-11-23 05:00 | 427 | 409
2016-11-23 05:30 | 451 | 435
2016-11-23 06:00 | 435 | 421
2016-11-23 06:30 | 480 | 472
2016-11-23 07:00 | 554 | 548
2016-11-23 07:30 | 639 | 635
2016-11-23 08:00 | 672 | 669
2016-11-23 08:30 | 678 | 674
2016-11-23 09:00 | 679 | 675
2016-11-23 09:30 | 669 | 664
2016-11-23 10:00 | 695 | 690
2016-11-23 10:30 | 724 | 719
2016-11-23 11:00 | 744 | 740
2016-11-23 11:30 | 773 | 770
2016-11-23 12:00 | 793 | 790
2016-11-23 12:30 | 820 | 817
2016-11-23 13:00 | 817 | 815
2016-11-23 13:30 | 866 | 865
2016-11-23 14:00 | 902 | 902
2016-11-23 14:30 | 930 | 929
2016-11-23 15:00 | 934 | 934
2016-11-23 15:30 | 969 | 969
2016-11-23 16:00 | 1003 | 1003
2016-11-23 16:30 | 1001 | 1000
2016-11-23 17:00 | 922 | 922
2016-11-23 17:30 | 952 | 952
2016-11-23 18:00 | 958 | 958
2016-11-23 18:30 | 990 | 990
2016-11-23 19:00 | 1002 | 1002
2016-11-23 19:30 | 984 | 984
2016-11-23 20:00 | 972 | 972
2016-11-23 20:30 | 933 | 933
2016-11-23 21:00 | 914 | 913
2016-11-23 21:30 | 852 | 849
2016-11-23 22:00 | 838 | 832
2016-11-23 22:30 | 835 | 829
2016-11-23 23:00 | 825 | 821
2016-11-23 23:30 | 755 | 748
2016-11-24 | 697 | 687
2016-11-24 00:30 | 644 | 632
2016-11-24 01:00 | 619 | 601
2016-11-24 01:30 | 579 | 557
2016-11-24 02:00 | 544 | 519
2016-11-24 02:30 | 538 | 512
2016-11-24 03:00 | 599 | 578
2016-11-24 03:30 | 588 | 566
2016-11-24 04:00 | 605 | 585
2016-11-24 04:30 | 592 | 571
2016-11-24 05:00 | 587 | 565
2016-11-24 05:30 | 582 | 561
2016-11-24 06:00 | 496 | 475
2016-11-24 06:30 | 573 | 562
2016-11-24 07:00 | 673 | 667
2016-11-24 07:30 | 753 | 750
2016-11-24 08:00 | 812 | 811
2016-11-24 08:30 | 841 | 840
2016-11-24 09:00 | 882 | 880
2016-11-24 09:30 | 913 | 912
2016-11-24 10:00 | 903 | 902
2016-11-24 10:30 | 919 | 918
2016-11-24 11:00 | 937 | 936
2016-11-24 11:30 | 974 | 973
2016-11-24 12:00 | 972 | 972
2016-11-24 12:30 | 989 | 989
2016-11-24 13:00 | 1016 | 1015
2016-11-24 13:30 | 1042 | 1042
2016-11-24 14:00 | 1062 | 1062
2016-11-24 14:30 | 1068 | 1068
2016-11-24 15:00 | 1067 | 1067
2016-11-24 15:30 | 1032 | 1032
2016-11-24 16:00 | 1073 | 1073
2016-11-24 16:30 | 1076 | 1076
2016-11-24 17:00 | 1046 | 1046
2016-11-24 17:30 | 1049 | 1049
2016-11-24 18:00 | 1055 | 1055
2016-11-24 18:30 | 1032 | 1032
2016-11-24 19:00 | 1018 | 1018
2016-11-24 19:30 | 989 | 988
2016-11-24 20:00 | 974 | 973
2016-11-24 20:30 | 976 | 975
2016-11-24 21:00 | 911 | 910
2016-11-24 21:30 | 820 | 818
2016-11-24 22:00 | 747 | 744
2016-11-24 22:30 | 706 | 701
2016-11-24 23:00 | 714 | 710
2016-11-24 23:30 | 703 | 697
2016-11-25 | 661 | 652
2016-11-25 00:30 | 579 | 567
2016-11-25 01:00 | 540 | 523
2016-11-25 01:30 | 536 | 514
2016-11-25 02:00 | 549 | 523
2016-11-25 02:30 | 610 | 589
2016-11-25 03:00 | 612 | 591
2016-11-25 03:30 | 634 | 614
2016-11-25 04:00 | 638 | 619
2016-11-25 04:30 | 557 | 532
2016-11-25 05:00 | 546 | 520
2016-11-25 05:30 | 565 | 541
2016-11-25 06:00 | 641 | 623
2016-11-25 06:30 | 703 | 689
2016-11-25 07:00 | 723 | 715
2016-11-25 07:30 | 808 | 805
2016-11-25 08:00 | 805 | 801
2016-11-25 08:30 | 799 | 796
2016-11-25 09:00 | 817 | 815
2016-11-25 09:30 | 819 | 817
2016-11-25 10:00 | 814 | 810
2016-11-25 10:30 | 795 | 789
2016-11-25 11:00 | 790 | 784
2016-11-25 11:30 | 793 | 788
2016-11-25 12:00 | 833 | 828
2016-11-25 12:30 | 852 | 848
2016-11-25 13:00 | 849 | 847
2016-11-25 13:30 | 872 | 871
2016-11-25 14:00 | 901 | 900
2016-11-25 14:30 | 927 | 926
2016-11-25 15:00 | 945 | 944
2016-11-25 15:30 | 952 | 951
2016-11-25 16:00 | 968 | 967
2016-11-25 16:30 | 991 | 990
2016-11-25 17:00 | 1002 | 1001
2016-11-25 17:30 | 999 | 999
2016-11-25 18:00 | 979 | 978
2016-11-25 18:30 | 945 | 944
2016-11-25 19:00 | 965 | 965
2016-11-25 19:30 | 945 | 944
2016-11-25 20:00 | 931 | 930
2016-11-25 20:30 | 915 | 914
2016-11-25 21:00 | 897 | 896
2016-11-25 21:30 | 819 | 817
2016-11-25 22:00 | 783 | 779
2016-11-25 22:30 | 751 | 746
2016-11-25 23:00 | 736 | 730
2016-11-25 23:30 | 693 | 685
2016-11-26 | 648 | 640
2016-11-26 00:30 | 584 | 572
2016-11-26 01:00 | 522 | 507
2016-11-26 01:30 | 498 | 481
2016-11-26 02:00 | 473 | 454
2016-11-26 02:30 | 490 | 472
2016-11-26 03:00 | 508 | 490
2016-11-26 03:30 | 528 | 507
2016-11-26 04:00 | 554 | 534
2016-11-26 04:30 | 521 | 499
2016-11-26 05:00 | 489 | 463
2016-11-26 05:30 | 521 | 495
2016-11-26 06:00 | 491 | 459
2016-11-26 06:30 | 497 | 475
2016-11-26 07:00 | 495 | 478
2016-11-26 07:30 | 538 | 526
2016-11-26 08:00 | 576 | 567
2016-11-26 08:30 | 619 | 614
2016-11-26 09:00 | 638 | 634
2016-11-26 09:30 | 635 | 633
2016-11-26 10:00 | 603 | 600
2016-11-26 10:30 | 630 | 628
2016-11-26 11:00 | 621 | 619
2016-11-26 11:30 | 638 | 635
2016-11-26 12:00 | 658 | 656
2016-11-26 12:30 | 619 | 617
2016-11-26 13:00 | 624 | 621
2016-11-26 13:30 | 647 | 645
2016-11-26 14:00 | 654 | 653
2016-11-26 14:30 | 672 | 670
2016-11-26 15:00 | 686 | 684
2016-11-26 15:30 | 689 | 687
2016-11-26 16:00 | 676 | 675
2016-11-26 16:30 | 674 | 672
2016-11-26 17:00 | 696 | 694
2016-11-26 17:30 | 722 | 720
2016-11-26 18:00 | 714 | 712
2016-11-26 18:30 | 718 | 715
2016-11-26 19:00 | 757 | 755
2016-11-26 19:30 | 728 | 726
2016-11-26 20:00 | 720 | 717
2016-11-26 20:30 | 709 | 706
2016-11-26 21:00 | 656 | 653
2016-11-26 21:30 | 635 | 627
2016-11-26 22:00 | 589 | 575
2016-11-26 22:30 | 632 | 621
2016-11-26 23:00 | 634 | 623
2016-11-26 23:30 | 615 | 603
2016-11-27 | 567 | 552
2016-11-27 00:30 | 490 | 470
2016-11-27 01:00 | 453 | 427
2016-11-27 01:30 | 420 | 383
2016-11-27 02:00 | 419 | 381
2016-11-27 02:30 | 423 | 385
2016-11-27 03:00 | 439 | 401
2016-11-27 03:30 | 453 | 409
2016-11-27 04:00 | 451 | 406
2016-11-27 04:30 | 437 | 391
2016-11-27 05:00 | 424 | 374
2016-11-27 05:30 | 403 | 350
2016-11-27 06:00 | 405 | 353
2016-11-27 06:30 | 396 | 355
2016-11-27 07:00 | 352 | 304
2016-11-27 07:30 | 370 | 329
2016-11-27 08:00 | 396 | 360
2016-11-27 08:30 | 419 | 388
2016-11-27 09:00 | 456 | 430
2016-11-27 09:30 | 484 | 461
2016-11-27 10:00 | 477 | 453
2016-11-27 10:30 | 458 | 434
2016-11-27 11:00 | 451 | 427
2016-11-27 11:30 | 453 | 429
2016-11-27 12:00 | 459 | 436
2016-11-27 12:30 | 462 | 438
2016-11-27 13:00 | 485 | 464
2016-11-27 13:30 | 525 | 507
2016-11-27 14:00 | 578 | 563
2016-11-27 14:30 | 604 | 590
2016-11-27 15:00 | 626 | 613
2016-11-27 15:30 | 681 | 670
2016-11-27 16:00 | 714 | 704
2016-11-27 16:30 | 736 | 727
2016-11-27 17:00 | 730 | 721
2016-11-27 17:30 | 739 | 730
2016-11-27 18:00 | 737 | 727
2016-11-27 18:30 | 738 | 729
2016-11-27 19:00 | 806 | 800
2016-11-27 19:30 | 794 | 787
2016-11-27 20:00 | 751 | 742
2016-11-27 20:30 | 751 | 741
2016-11-27 21:00 | 730 | 720
2016-11-27 21:30 | 643 | 629
2016-11-27 22:00 | 574 | 555
2016-11-27 22:30 | 583 | 566
2016-11-27 23:00 | 602 | 587
2016-11-27 23:30 | 591 | 575
2016-11-28 | 521 | 497
2016-11-28 00:30 | 478 | 442
2016-11-28 01:00 | 435 | 396
2016-11-28 01:30 | 417 | 375
2016-11-28 02:00 | 422 | 380
2016-11-28 02:30 | 415 | 371
2016-11-28 03:00 | 394 | 345
2016-11-28 03:30 | 390 | 343
2016-11-28 04:00 | 392 | 344
2016-11-28 04:30 | 387 | 338
2016-11-28 05:00 | 381 | 331
2016-11-28 05:30 | 398 | 364
2016-11-28 06:00 | 380 | 347
2016-11-28 06:30 | 421 | 404
2016-11-28 07:00 | 555 | 549
2016-11-28 07:30 | 628 | 623
2016-11-28 08:00 | 600 | 594
2016-11-28 08:30 | 615 | 610
2016-11-28 09:00 | 616 | 611
2016-11-28 09:30 | 608 | 603
2016-11-28 10:00 | 604 | 599
2016-11-28 10:30 | 614 | 610
2016-11-28 11:00 | 602 | 597
2016-11-28 11:30 | 619 | 612
2016-11-28 12:00 | 651 | 645
2016-11-28 12:30 | 681 | 676
2016-11-28 13:00 | 695 | 690
2016-11-28 13:30 | 736 | 733
2016-11-28 14:00 | 780 | 777
2016-11-28 14:30 | 767 | 765
2016-11-28 15:00 | 746 | 743
2016-11-28 15:30 | 730 | 726
2016-11-28 16:00 | 703 | 698
2016-11-28 16:30 | 690 | 685
2016-11-28 17:00 | 731 | 726
2016-11-28 17:30 | 725 | 719
2016-11-28 18:00 | 694 | 686
2016-11-28 18:30 | 715 | 708
2016-11-28 19:00 | 759 | 754
2016-11-28 19:30 | 754 | 749
2016-11-28 20:00 | 785 | 781
2016-11-28 20:30 | 803 | 796
2016-11-28 21:00 | 732 | 725
2016-11-28 21:30 | 656 | 648
2016-11-28 22:00 | 606 | 596
2016-11-28 22:30 | 629 | 620
2016-11-28 23:00 | 685 | 678
2016-11-28 23:30 | 643 | 634
2016-11-29 | 558 | 538
2016-11-29 00:30 | 496 | 464
2016-11-29 01:00 | 486 | 453
2016-11-29 01:30 | 472 | 436
2016-11-29 02:00 | 456 | 418
2016-11-29 02:30 | 450 | 411
2016-11-29 03:00 | 439 | 399
2016-11-29 03:30 | 450 | 412
2016-11-29 04:00 | 433 | 400
2016-11-29 04:30 | 402 | 370
2016-11-29 05:00 | 376 | 348
2016-11-29 05:30 | 378 | 351
2016-11-29 06:00 | 390 | 364
2016-11-29 06:30 | 449 | 429
2016-11-29 07:00 | 537 | 524
2016-11-29 07:30 | 584 | 575
2016-11-29 08:00 | 583 | 576
2016-11-29 08:30 | 613 | 609
2016-11-29 09:00 | 610 | 605
2016-11-29 09:30 | 590 | 584
2016-11-29 10:00 | 555 | 549
2016-11-29 10:30 | 539 | 532
2016-11-29 11:00 | 521 | 514
2016-11-29 11:30 | 569 | 557
2016-11-29 12:00 | 587 | 577
2016-11-29 12:30 | 575 | 565
2016-11-29 13:00 | 596 | 587
2016-11-29 13:30 | 639 | 632
2016-11-29 14:00 | 725 | 721
2016-11-29 14:30 | 808 | 805
2016-11-29 15:00 | 890 | 888
2016-11-29 15:30 | 918 | 916
2016-11-29 16:00 | 953 | 953
2016-11-29 16:30 | 954 | 954
2016-11-29 17:00 | 886 | 885
2016-11-29 17:30 | 832 | 831
2016-11-29 18:00 | 862 | 860
2016-11-29 18:30 | 852 | 851
2016-11-29 19:00 | 907 | 906
2016-11-29 19:30 | 918 | 917
2016-11-29 20:00 | 881 | 880
2016-11-29 20:30 | 862 | 860
2016-11-29 21:00 | 817 | 816
2016-11-29 21:30 | 758 | 755
2016-11-29 22:00 | 676 | 671
2016-11-29 22:30 | 661 | 654
2016-11-29 23:00 | 681 | 674
2016-11-29 23:30 | 609 | 599
2016-11-30 | 568 | 556
2016-11-30 00:30 | 522 | 507
2016-11-30 01:00 | 460 | 440
2016-11-30 01:30 | 464 | 439
2016-11-30 02:00 | 448 | 411
2016-11-30 02:30 | 441 | 399
2016-11-30 03:00 | 420 | 376
2016-11-30 03:30 | 409 | 365
2016-11-30 04:00 | 406 | 361
2016-11-30 04:30 | 397 | 350
2016-11-30 05:00 | 438 | 408
2016-11-30 05:30 | 420 | 389
2016-11-30 06:00 | 437 | 417
2016-11-30 06:30 | 543 | 533
2016-11-30 07:00 | 567 | 559
2016-11-30 07:30 | 623 | 619
2016-11-30 08:00 | 622 | 619
2016-11-30 08:30 | 619 | 617
2016-11-30 09:00 | 632 | 630
2016-11-30 09:30 | 667 | 666
2016-11-30 10:00 | 625 | 623
2016-11-30 10:30 | 657 | 653
2016-11-30 11:00 | 722 | 719
2016-11-30 11:30 | 750 | 748
2016-11-30 12:00 | 838 | 838
2016-11-30 12:30 | 841 | 840
2016-11-30 13:00 | 802 | 801
2016-11-30 13:30 | 844 | 844
2016-11-30 14:00 | 876 | 876
2016-11-30 14:30 | 904 | 904
2016-11-30 15:00 | 879 | 879
2016-11-30 15:30 | 876 | 876
2016-11-30 16:00 | 875 | 875
2016-11-30 16:30 | 885 | 884
2016-11-30 17:00 | 814 | 813
2016-11-30 17:30 | 829 | 828
2016-11-30 18:00 | 836 | 834
2016-11-30 18:30 | 832 | 831
2016-11-30 19:00 | 868 | 867
2016-11-30 19:30 | 841 | 840
2016-11-30 20:00 | 817 | 815
2016-11-30 20:30 | 818 | 816
2016-11-30 21:00 | 806 | 805
2016-11-30 21:30 | 771 | 769
2016-11-30 22:00 | 758 | 755
2016-11-30 22:30 | 729 | 720
2016-11-30 23:00 | 744 | 735
2016-11-30 23:30 | 666 | 655
2016-12-01 | 558 | 540
2016-12-01 00:30 | 535 | 514
2016-12-01 01:00 | 527 | 505
2016-12-01 01:30 | 477 | 450
2016-12-01 02:00 | 481 | 454
2016-12-01 02:30 | 463 | 434
2016-12-01 03:00 | 498 | 473
2016-12-01 03:30 | 532 | 511
2016-12-01 04:00 | 528 | 506
2016-12-01 04:30 | 547 | 527
2016-12-01 05:00 | 547 | 527
2016-12-01 05:30 | 571 | 554
2016-12-01 06:00 | 507 | 485
2016-12-01 06:30 | 552 | 535
2016-12-01 07:00 | 656 | 648
2016-12-01 07:30 | 672 | 666
2016-12-01 08:00 | 652 | 649
2016-12-01 08:30 | 660 | 658
2016-12-01 09:00 | 667 | 663
2016-12-01 09:30 | 647 | 643
2016-12-01 10:00 | 650 | 646
2016-12-01 10:30 | 743 | 741
2016-12-01 11:00 | 695 | 693
2016-12-01 11:30 | 706 | 704
2016-12-01 12:00 | 699 | 696
2016-12-01 12:30 | 649 | 646
2016-12-01 13:00 | 804 | 803
2016-12-01 13:30 | 818 | 817
2016-12-01 14:00 | 813 | 812
2016-12-01 14:30 | 977 | 977
2016-12-01 15:00 | 1056 | 1056
2016-12-01 15:30 | 1025 | 1025
2016-12-01 16:00 | 997 | 997
2016-12-01 16:30 | 982 | 982
2016-12-01 17:00 | 949 | 949
2016-12-01 17:30 | 913 | 913
2016-12-01 18:00 | 830 | 830
2016-12-01 18:30 | 815 | 815
2016-12-01 19:00 | 866 | 866
2016-12-01 19:30 | 885 | 885
2016-12-01 20:00 | 917 | 916
2016-12-01 20:30 | 908 | 908
2016-12-01 21:00 | 953 | 953
2016-12-01 21:30 | 903 | 900
2016-12-01 22:00 | 826 | 822
2016-12-01 22:30 | 828 | 821
2016-12-01 23:00 | 843 | 838
2016-12-01 23:30 | 798 | 792
2016-12-02 | 699 | 691
2016-12-02 00:30 | 598 | 583
2016-12-02 01:00 | 546 | 526
2016-12-02 01:30 | 488 | 463
2016-12-02 02:00 | 459 | 431
2016-12-02 02:30 | 499 | 474
2016-12-02 03:00 | 513 | 489
2016-12-02 03:30 | 511 | 487
2016-12-02 04:00 | 492 | 466
2016-12-02 04:30 | 495 | 470
2016-12-02 05:00 | 494 | 469
2016-12-02 05:30 | 413 | 380
2016-12-02 06:00 | 405 | 381
2016-12-02 06:30 | 530 | 521
2016-12-02 07:00 | 613 | 608
2016-12-02 07:30 | 658 | 655
2016-12-02 08:00 | 637 | 633
2016-12-02 08:30 | 654 | 650
2016-12-02 09:00 | 674 | 672
2016-12-02 09:30 | 707 | 705
2016-12-02 10:00 | 765 | 763
2016-12-02 10:30 | 770 | 769
2016-12-02 11:00 | 829 | 828
2016-12-02 11:30 | 857 | 856
2016-12-02 12:00 | 799 | 798
2016-12-02 12:30 | 813 | 813
2016-12-02 13:00 | 849 | 849
2016-12-02 13:30 | 911 | 910
2016-12-02 14:00 | 998 | 998
2016-12-02 14:30 | 990 | 990
2016-12-02 15:00 | 1006 | 1006
2016-12-02 15:30 | 1003 | 1003
2016-12-02 16:00 | 1029 | 1029
2016-12-02 16:30 | 1025 | 1025
2016-12-02 17:00 | 1045 | 1045
2016-12-02 17:30 | 1039 | 1039
2016-12-02 18:00 | 993 | 993
2016-12-02 18:30 | 961 | 961
2016-12-02 19:00 | 983 | 983
2016-12-02 19:30 | 984 | 984
2016-12-02 20:00 | 996 | 996
2016-12-02 20:30 | 972 | 972
2016-12-02 21:00 | 950 | 949
2016-12-02 21:30 | 855 | 855
2016-12-02 22:00 | 775 | 774
2016-12-02 22:30 | 793 | 791
2016-12-02 23:00 | 879 | 878
2016-12-02 23:30 | 820 | 818
2016-12-03 | 728 | 722
2016-12-03 00:30 | 676 | 669
2016-12-03 01:00 | 633 | 625
2016-12-03 01:30 | 586 | 575
2016-12-03 02:00 | 580 | 568
2016-12-03 02:30 | 566 | 554
2016-12-03 03:00 | 547 | 533
2016-12-03 03:30 | 536 | 521
2016-12-03 04:00 | 511 | 494
2016-12-03 04:30 | 512 | 496
2016-12-03 05:00 | 493 | 476
2016-12-03 05:30 | 490 | 472
2016-12-03 06:00 | 506 | 490
2016-12-03 06:30 | 558 | 548
2016-12-03 07:00 | 606 | 600
2016-12-03 07:30 | 612 | 606
2016-12-03 08:00 | 631 | 626
2016-12-03 08:30 | 708 | 706
2016-12-03 09:00 | 757 | 755
2016-12-03 09:30 | 787 | 785
2016-12-03 10:00 | 752 | 750
2016-12-03 10:30 | 727 | 725
2016-12-03 11:00 | 757 | 755
2016-12-03 11:30 | 718 | 716
2016-12-03 12:00 | 751 | 749
2016-12-03 12:30 | 769 | 768
2016-12-03 13:00 | 825 | 823
2016-12-03 13:30 | 828 | 826
2016-12-03 14:00 | 857 | 855
2016-12-03 14:30 | 882 | 881
2016-12-03 15:00 | 911 | 909
2016-12-03 15:30 | 913 | 912
2016-12-03 16:00 | 942 | 941
2016-12-03 16:30 | 947 | 946
2016-12-03 17:00 | 933 | 931
2016-12-03 17:30 | 905 | 903
2016-12-03 18:00 | 866 | 863
2016-12-03 18:30 | 846 | 843
2016-12-03 19:00 | 860 | 859
2016-12-03 19:30 | 867 | 865
2016-12-03 20:00 | 832 | 830
2016-12-03 20:30 | 832 | 830
2016-12-03 21:00 | 851 | 849
2016-12-03 21:30 | 833 | 830
2016-12-03 22:00 | 819 | 815
2016-12-03 22:30 | 856 | 849
2016-12-03 23:00 | 845 | 838
2016-12-03 23:30 | 785 | 772
2016-12-04 | 695 | 678
2016-12-04 00:30 | 626 | 605
2016-12-04 01:00 | 597 | 574
2016-12-04 01:30 | 579 | 553
2016-12-04 02:00 | 583 | 558
2016-12-04 02:30 | 569 | 542
2016-12-04 03:00 | 552 | 522
2016-12-04 03:30 | 546 | 516
2016-12-04 04:00 | 526 | 494
2016-12-04 04:30 | 491 | 454
2016-12-04 05:00 | 463 | 422
2016-12-04 05:30 | 455 | 412
2016-12-04 06:00 | 493 | 456
2016-12-04 06:30 | 518 | 486
2016-12-04 07:00 | 470 | 440
2016-12-04 07:30 | 470 | 443
2016-12-04 08:00 | 505 | 484
2016-12-04 08:30 | 540 | 522
2016-12-04 09:00 | 578 | 566
2016-12-04 09:30 | 600 | 590
2016-12-04 10:00 | 607 | 598
2016-12-04 10:30 | 607 | 598
2016-12-04 11:00 | 643 | 635
2016-12-04 11:30 | 646 | 638
2016-12-04 12:00 | 647 | 640
2016-12-04 12:30 | 646 | 640
2016-12-04 13:00 | 681 | 675
2016-12-04 13:30 | 732 | 726
2016-12-04 14:00 | 815 | 809
2016-12-04 14:30 | 823 | 818
2016-12-04 15:00 | 832 | 828
2016-12-04 15:30 | 875 | 872
2016-12-04 16:00 | 893 | 890
2016-12-04 16:30 | 903 | 902
2016-12-04 17:00 | 903 | 903
2016-12-04 17:30 | 924 | 924
2016-12-04 18:00 | 891 | 891
2016-12-04 18:30 | 872 | 871
2016-12-04 19:00 | 923 | 922
2016-12-04 19:30 | 935 | 934
2016-12-04 20:00 | 953 | 952
2016-12-04 20:30 | 944 | 943
2016-12-04 21:00 | 926 | 925
2016-12-04 21:30 | 890 | 888
2016-12-04 22:00 | 853 | 850
2016-12-04 22:30 | 860 | 858
2016-12-04 23:00 | 878 | 876
2016-12-04 23:30 | 818 | 813
2016-12-05 | 770 | 762
2016-12-05 00:30 | 700 | 688
2016-12-05 01:00 | 667 | 650
2016-12-05 01:30 | 625 | 606
2016-12-05 02:00 | 599 | 579
2016-12-05 02:30 | 604 | 583
2016-12-05 03:00 | 597 | 576
2016-12-05 03:30 | 609 | 588
2016-12-05 04:00 | 559 | 536
2016-12-05 04:30 | 521 | 497
2016-12-05 05:00 | 531 | 512
2016-12-05 05:30 | 587 | 573
2016-12-05 06:00 | 662 | 652
2016-12-05 06:30 | 778 | 771
2016-12-05 07:00 | 788 | 784
2016-12-05 07:30 | 854 | 851
2016-12-05 08:00 | 843 | 837
2016-12-05 08:30 | 857 | 853
2016-12-05 09:00 | 832 | 828
2016-12-05 09:30 | 806 | 803
2016-12-05 10:00 | 747 | 743
2016-12-05 10:30 | 751 | 746
2016-12-05 11:00 | 738 | 733
2016-12-05 11:30 | 707 | 701
2016-12-05 12:00 | 758 | 754
2016-12-05 12:30 | 810 | 806
2016-12-05 13:00 | 820 | 817
2016-12-05 13:30 | 843 | 839
2016-12-05 14:00 | 841 | 838
2016-12-05 14:30 | 771 | 766
2016-12-05 15:00 | 700 | 695
2016-12-05 15:30 | 680 | 674
2016-12-05 16:00 | 710 | 705
2016-12-05 16:30 | 802 | 799
2016-12-05 17:00 | 910 | 909
2016-12-05 17:30 | 995 | 993
2016-12-05 18:00 | 1001 | 1000
2016-12-05 18:30 | 978 | 976
2016-12-05 19:00 | 982 | 981
2016-12-05 19:30 | 980 | 978
2016-12-05 20:00 | 967 | 965
2016-12-05 20:30 | 962 | 958
2016-12-05 21:00 | 972 | 967
2016-12-05 21:30 | 910 | 905
2016-12-05 22:00 | 888 | 882
2016-12-05 22:30 | 861 | 854
2016-12-05 23:00 | 883 | 876
2016-12-05 23:30 | 843 | 834
2016-12-06 | 765 | 756
2016-12-06 00:30 | 688 | 673
2016-12-06 01:00 | 644 | 627
2016-12-06 01:30 | 613 | 593
2016-12-06 02:00 | 606 | 586
2016-12-06 02:30 | 605 | 585
2016-12-06 03:00 | 589 | 566
2016-12-06 03:30 | 587 | 564
2016-12-06 04:00 | 575 | 552
2016-12-06 04:30 | 609 | 588
2016-12-06 05:00 | 627 | 608
2016-12-06 05:30 | 607 | 590
2016-12-06 06:00 | 648 | 640
2016-12-06 06:30 | 708 | 703
2016-12-06 07:00 | 717 | 714
2016-12-06 07:30 | 771 | 769
2016-12-06 08:00 | 845 | 844
2016-12-06 08:30 | 862 | 860
2016-12-06 09:00 | 820 | 818
2016-12-06 09:30 | 847 | 846
2016-12-06 10:00 | 828 | 827
2016-12-06 10:30 | 828 | 826
2016-12-06 11:00 | 866 | 865
2016-12-06 11:30 | 886 | 884
2016-12-06 12:00 | 913 | 913
2016-12-06 12:30 | 949 | 949
2016-12-06 13:00 | 1012 | 1012
2016-12-06 13:30 | 1039 | 1039
2016-12-06 14:00 | 1062 | 1062
2016-12-06 14:30 | 1088 | 1088
2016-12-06 15:00 | 1075 | 1074
2016-12-06 15:30 | 1096 | 1096
2016-12-06 16:00 | 1122 | 1121
2016-12-06 16:30 | 1102 | 1101
2016-12-06 17:00 | 1103 | 1102
2016-12-06 17:30 | 1076 | 1075
2016-12-06 18:00 | 1070 | 1070
2016-12-06 18:30 | 1083 | 1082
2016-12-06 19:00 | 1066 | 1065
2016-12-06 19:30 | 1100 | 1099
2016-12-06 20:00 | 1118 | 1118
2016-12-06 20:30 | 1094 | 1094
2016-12-06 21:00 | 1044 | 1044
2016-12-06 21:30 | 1014 | 1014
2016-12-06 22:00 | 948 | 946
2016-12-06 22:30 | 915 | 912
2016-12-06 23:00 | 920 | 916
2016-12-06 23:30 | 874 | 868
2016-12-07 | 864 | 860
2016-12-07 00:30 | 794 | 787
2016-12-07 01:00 | 730 | 722
2016-12-07 01:30 | 690 | 678
2016-12-07 02:00 | 695 | 680
2016-12-07 02:30 | 672 | 656
2016-12-07 03:00 | 656 | 638
2016-12-07 03:30 | 643 | 624
2016-12-07 04:00 | 601 | 580
2016-12-07 04:30 | 586 | 564
2016-12-07 05:00 | 582 | 560
2016-12-07 05:30 | 601 | 584
2016-12-07 06:00 | 657 | 647
2016-12-07 06:30 | 741 | 736
2016-12-07 07:00 | 824 | 822
2016-12-07 07:30 | 865 | 864
2016-12-07 08:00 | 904 | 903
2016-12-07 08:30 | 917 | 917
2016-12-07 09:00 | 908 | 908
2016-12-07 09:30 | 935 | 935
2016-12-07 10:00 | 949 | 949
2016-12-07 10:30 | 946 | 946
2016-12-07 11:00 | 950 | 950
2016-12-07 11:30 | 927 | 927
2016-12-07 12:00 | 934 | 933
2016-12-07 12:30 | 990 | 990
2016-12-07 13:00 | 1018 | 1018
2016-12-07 13:30 | 1053 | 1053
2016-12-07 14:00 | 1085 | 1085
2016-12-07 14:30 | 1047 | 1047
2016-12-07 15:00 | 1055 | 1055
2016-12-07 15:30 | 1072 | 1072
2016-12-07 16:00 | 1080 | 1080
2016-12-07 16:30 | 1033 | 1033
2016-12-07 17:00 | 1068 | 1068
2016-12-07 17:30 | 1059 | 1059
2016-12-07 18:00 | 1018 | 1018
2016-12-07 18:30 | 1008 | 1008
2016-12-07 19:00 | 1029 | 1029
2016-12-07 19:30 | 1054 | 1054
2016-12-07 20:00 | 1019 | 1019
2016-12-07 20:30 | 1011 | 1011
2016-12-07 21:00 | 940 | 939
2016-12-07 21:30 | 852 | 850
2016-12-07 22:00 | 779 | 776
2016-12-07 22:30 | 803 | 799
2016-12-07 23:00 | 900 | 896
2016-12-07 23:30 | 870 | 865
2016-12-08 | 773 | 766
2016-12-08 00:30 | 726 | 718
2016-12-08 01:00 | 674 | 666
2016-12-08 01:30 | 671 | 663
2016-12-08 02:00 | 635 | 625
2016-12-08 02:30 | 618 | 607
2016-12-08 03:00 | 629 | 619
2016-12-08 03:30 | 624 | 614
2016-12-08 04:00 | 591 | 578
2016-12-08 04:30 | 569 | 556
2016-12-08 05:00 | 573 | 560
2016-12-08 05:30 | 542 | 528
2016-12-08 06:00 | 589 | 577
2016-12-08 06:30 | 677 | 673
2016-12-08 07:00 | 755 | 754
2016-12-08 07:30 | 817 | 816
2016-12-08 08:00 | 824 | 824
2016-12-08 08:30 | 877 | 877
2016-12-08 09:00 | 911 | 910
2016-12-08 09:30 | 890 | 890
2016-12-08 10:00 | 909 | 908
2016-12-08 10:30 | 886 | 886
2016-12-08 11:00 | 840 | 839
2016-12-08 11:30 | 900 | 900
2016-12-08 12:00 | 941 | 941
2016-12-08 12:30 | 927 | 927
2016-12-08 13:00 | 908 | 908
2016-12-08 13:30 | 918 | 918
2016-12-08 14:00 | 901 | 900
2016-12-08 14:30 | 932 | 931
2016-12-08 15:00 | 933 | 933
2016-12-08 15:30 | 942 | 942
2016-12-08 16:00 | 984 | 984
2016-12-08 16:30 | 1056 | 1056
2016-12-08 17:00 | 1073 | 1073
2016-12-08 17:30 | 1034 | 1034
2016-12-08 18:00 | 1055 | 1055
2016-12-08 18:30 | 1040 | 1039
2016-12-08 19:00 | 1039 | 1039
2016-12-08 19:30 | 1036 | 1036
2016-12-08 20:00 | 1049 | 1049
2016-12-08 20:30 | 1007 | 1007
2016-12-08 21:00 | 977 | 976
2016-12-08 21:30 | 904 | 901
2016-12-08 22:00 | 876 | 873
2016-12-08 22:30 | 855 | 850
2016-12-08 23:00 | 877 | 871
2016-12-08 23:30 | 831 | 823
2016-12-09 | 773 | 763
2016-12-09 00:30 | 699 | 687
2016-12-09 01:00 | 673 | 659
2016-12-09 01:30 | 662 | 648
2016-12-09 02:00 | 650 | 636
2016-12-09 02:30 | 646 | 631
2016-12-09 03:00 | 645 | 630
2016-12-09 03:30 | 625 | 609
2016-12-09 04:00 | 613 | 597
2016-12-09 04:30 | 601 | 584
2016-12-09 05:00 | 606 | 590
2016-12-09 05:30 | 602 | 587
2016-12-09 06:00 | 673 | 664
2016-12-09 06:30 | 804 | 800
2016-12-09 07:00 | 869 | 866
2016-12-09 07:30 | 904 | 903
2016-12-09 08:00 | 938 | 937
2016-12-09 08:30 | 967 | 967
2016-12-09 09:00 | 944 | 943
2016-12-09 09:30 | 999 | 999
2016-12-09 10:00 | 981 | 981
2016-12-09 10:30 | 970 | 970
2016-12-09 11:00 | 986 | 986
2016-12-09 11:30 | 986 | 986
2016-12-09 12:00 | 983 | 982
2016-12-09 12:30 | 992 | 992
2016-12-09 13:00 | 1005 | 1005
2016-12-09 13:30 | 1015 | 1015
2016-12-09 14:00 | 983 | 982
2016-12-09 14:30 | 968 | 967
2016-12-09 15:00 | 953 | 952
2016-12-09 15:30 | 960 | 959
2016-12-09 16:00 | 953 | 952
2016-12-09 16:30 | 958 | 956
2016-12-09 17:00 | 957 | 955
2016-12-09 17:30 | 956 | 955
2016-12-09 18:00 | 931 | 930
2016-12-09 18:30 | 917 | 915
2016-12-09 19:00 | 913 | 911
2016-12-09 19:30 | 908 | 906
2016-12-09 20:00 | 928 | 927
2016-12-09 20:30 | 893 | 892
2016-12-09 21:00 | 819 | 818
2016-12-09 21:30 | 764 | 761
2016-12-09 22:00 | 719 | 714
2016-12-09 22:30 | 746 | 740
2016-12-09 23:00 | 787 | 781
2016-12-09 23:30 | 739 | 731
2016-12-10 | 666 | 653
2016-12-10 00:30 | 621 | 605
2016-12-10 01:00 | 571 | 551
2016-12-10 01:30 | 531 | 507
2016-12-10 02:00 | 518 | 488
2016-12-10 02:30 | 508 | 477
2016-12-10 03:00 | 493 | 459
2016-12-10 03:30 | 468 | 431
2016-12-10 04:00 | 461 | 423
2016-12-10 04:30 | 437 | 401
2016-12-10 05:00 | 433 | 400
2016-12-10 05:30 | 438 | 406
2016-12-10 06:00 | 443 | 413
2016-12-10 06:30 | 475 | 448
2016-12-10 07:00 | 498 | 475
2016-12-10 07:30 | 488 | 473
2016-12-10 08:00 | 516 | 508
2016-12-10 08:30 | 572 | 565
2016-12-10 09:00 | 595 | 590
2016-12-10 09:30 | 629 | 625
2016-12-10 10:00 | 629 | 624
2016-12-10 10:30 | 624 | 619
2016-12-10 11:00 | 607 | 602
2016-12-10 11:30 | 624 | 619
2016-12-10 12:00 | 659 | 654
2016-12-10 12:30 | 665 | 661
2016-12-10 13:00 | 670 | 665
2016-12-10 13:30 | 660 | 655
2016-12-10 14:00 | 641 | 636
2016-12-10 14:30 | 661 | 656
2016-12-10 15:00 | 681 | 676
2016-12-10 15:30 | 679 | 675
2016-12-10 16:00 | 678 | 674
2016-12-10 16:30 | 709 | 705
2016-12-10 17:00 | 701 | 697
2016-12-10 17:30 | 714 | 711
2016-12-10 18:00 | 713 | 710
2016-12-10 18:30 | 714 | 710
2016-12-10 19:00 | 756 | 753
2016-12-10 19:30 | 769 | 767
2016-12-10 20:00 | 764 | 761
2016-12-10 20:30 | 755 | 752
2016-12-10 21:00 | 709 | 705
2016-12-10 21:30 | 661 | 655
2016-12-10 22:00 | 630 | 622
2016-12-10 22:30 | 674 | 666
2016-12-10 23:00 | 719 | 712
2016-12-10 23:30 | 677 | 668
2016-12-11 | 638 | 624
2016-12-11 00:30 | 587 | 570
2016-12-11 01:00 | 547 | 526
2016-12-11 01:30 | 525 | 496
2016-12-11 02:00 | 524 | 494
2016-12-11 02:30 | 520 | 491
2016-12-11 03:00 | 492 | 460
2016-12-11 03:30 | 489 | 457
2016-12-11 04:00 | 495 | 463
2016-12-11 04:30 | 501 | 469
2016-12-11 05:00 | 480 | 446
2016-12-11 05:30 | 464 | 427
2016-12-11 06:00 | 471 | 435
2016-12-11 06:30 | 470 | 435
2016-12-11 07:00 | 476 | 448
2016-12-11 07:30 | 443 | 416
2016-12-11 08:00 | 381 | 347
2016-12-11 08:30 | 419 | 390
2016-12-11 09:00 | 417 | 389
2016-12-11 09:30 | 432 | 405
2016-12-11 10:00 | 415 | 388
2016-12-11 10:30 | 417 | 390
2016-12-11 11:00 | 399 | 370
2016-12-11 11:30 | 405 | 376
2016-12-11 12:00 | 432 | 406
2016-12-11 12:30 | 464 | 442
2016-12-11 13:00 | 470 | 448
2016-12-11 13:30 | 492 | 472
2016-12-11 14:00 | 496 | 477
2016-12-11 14:30 | 517 | 499
2016-12-11 15:00 | 545 | 529
2016-12-11 15:30 | 563 | 549
2016-12-11 16:00 | 558 | 547
2016-12-11 16:30 | 583 | 574
2016-12-11 17:00 | 584 | 575
2016-12-11 17:30 | 656 | 648
2016-12-11 18:00 | 662 | 654
2016-12-11 18:30 | 685 | 679
2016-12-11 19:00 | 704 | 698
2016-12-11 19:30 | 701 | 698
2016-12-11 20:00 | 716 | 712
2016-12-11 20:30 | 710 | 706
2016-12-11 21:00 | 699 | 694
2016-12-11 21:30 | 636 | 627
2016-12-11 22:00 | 622 | 612
2016-12-11 22:30 | 628 | 614
2016-12-11 23:00 | 660 | 647
2016-12-11 23:30 | 625 | 611
2016-12-12 | 587 | 564
2016-12-12 00:30 | 581 | 557
2016-12-12 01:00 | 552 | 525
2016-12-12 01:30 | 530 | 501
2016-12-12 02:00 | 520 | 490
2016-12-12 02:30 | 565 | 540
2016-12-12 03:00 | 553 | 527
2016-12-12 03:30 | 541 | 513
2016-12-12 04:00 | 525 | 496
2016-12-12 04:30 | 530 | 501
2016-12-12 05:00 | 490 | 457
2016-12-12 05:30 | 443 | 414
2016-12-12 06:00 | 523 | 503
2016-12-12 06:30 | 611 | 602
2016-12-12 07:00 | 646 | 642
2016-12-12 07:30 | 692 | 688
2016-12-12 08:00 | 732 | 730
2016-12-12 08:30 | 732 | 731
2016-12-12 09:00 | 744 | 743
2016-12-12 09:30 | 758 | 758
2016-12-12 10:00 | 725 | 724
2016-12-12 10:30 | 700 | 699
2016-12-12 11:00 | 695 | 694
2016-12-12 11:30 | 679 | 679
2016-12-12 12:00 | 691 | 690
2016-12-12 12:30 | 716 | 715
2016-12-12 13:00 | 717 | 716
2016-12-12 13:30 | 721 | 721
2016-12-12 14:00 | 743 | 741
2016-12-12 14:30 | 742 | 741
2016-12-12 15:00 | 673 | 670
2016-12-12 15:30 | 676 | 673
2016-12-12 16:00 | 666 | 663
2016-12-12 16:30 | 659 | 656
2016-12-12 17:00 | 665 | 661
2016-12-12 17:30 | 687 | 683
2016-12-12 18:00 | 697 | 693
2016-12-12 18:30 | 732 | 729
2016-12-12 19:00 | 802 | 801
2016-12-12 19:30 | 827 | 825
2016-12-12 20:00 | 861 | 859
2016-12-12 20:30 | 841 | 839
2016-12-12 21:00 | 828 | 826
2016-12-12 21:30 | 839 | 837
2016-12-12 22:00 | 758 | 753
2016-12-12 22:30 | 717 | 711
2016-12-12 23:00 | 765 | 759
2016-12-12 23:30 | 703 | 694
2016-12-13 | 633 | 618
2016-12-13 00:30 | 562 | 538
2016-12-13 01:00 | 513 | 481
2016-12-13 01:30 | 485 | 450
2016-12-13 02:00 | 506 | 473
2016-12-13 02:30 | 520 | 490
2016-12-13 03:00 | 593 | 570
2016-12-13 03:30 | 588 | 564
2016-12-13 04:00 | 577 | 552
2016-12-13 04:30 | 524 | 494
2016-12-13 05:00 | 486 | 451
2016-12-13 05:30 | 523 | 493
2016-12-13 06:00 | 530 | 510
2016-12-13 06:30 | 582 | 571
2016-12-13 07:00 | 664 | 657
2016-12-13 07:30 | 763 | 760
2016-12-13 08:00 | 732 | 730
2016-12-13 08:30 | 777 | 777
2016-12-13 09:00 | 793 | 791
2016-12-13 09:30 | 786 | 784
2016-12-13 10:00 | 716 | 713
2016-12-13 10:30 | 693 | 690
2016-12-13 11:00 | 654 | 652
2016-12-13 11:30 | 659 | 656
2016-12-13 12:00 | 656 | 653
2016-12-13 12:30 | 655 | 652
2016-12-13 13:00 | 669 | 667
2016-12-13 13:30 | 696 | 693
2016-12-13 14:00 | 726 | 724
2016-12-13 14:30 | 706 | 704
2016-12-13 15:00 | 722 | 720
2016-12-13 15:30 | 719 | 717
2016-12-13 16:00 | 691 | 688
2016-12-13 16:30 | 774 | 772
2016-12-13 17:00 | 811 | 809
2016-12-13 17:30 | 850 | 848
2016-12-13 18:00 | 846 | 844
2016-12-13 18:30 | 837 | 836
2016-12-13 19:00 | 885 | 884
2016-12-13 19:30 | 908 | 908
2016-12-13 20:00 | 893 | 892
2016-12-13 20:30 | 880 | 880
2016-12-13 21:00 | 858 | 857
2016-12-13 21:30 | 852 | 850
2016-12-13 22:00 | 803 | 800
2016-12-13 22:30 | 769 | 764
2016-12-13 23:00 | 827 | 823
2016-12-13 23:30 | 772 | 765
2016-12-14 | 708 | 696
2016-12-14 00:30 | 608 | 585
2016-12-14 01:00 | 528 | 499
2016-12-14 01:30 | 512 | 484
2016-12-14 02:00 | 532 | 504
2016-12-14 02:30 | 555 | 529
2016-12-14 03:00 | 531 | 503
2016-12-14 03:30 | 539 | 512
2016-12-14 04:00 | 538 | 511
2016-12-14 04:30 | 478 | 445
2016-12-14 05:00 | 414 | 378
2016-12-14 05:30 | 453 | 427
2016-12-14 06:00 | 517 | 498
2016-12-14 06:30 | 607 | 598
2016-12-14 07:00 | 709 | 702
2016-12-14 07:30 | 760 | 757
2016-12-14 08:00 | 749 | 747
2016-12-14 08:30 | 780 | 778
2016-12-14 09:00 | 788 | 785
2016-12-14 09:30 | 741 | 737
2016-12-14 10:00 | 691 | 686
2016-12-14 10:30 | 708 | 703
2016-12-14 11:00 | 726 | 722
2016-12-14 11:30 | 758 | 754
2016-12-14 12:00 | 800 | 797
2016-12-14 12:30 | 785 | 781
2016-12-14 13:00 | 818 | 815
2016-12-14 13:30 | 856 | 855
2016-12-14 14:00 | 873 | 873
2016-12-14 14:30 | 900 | 900
2016-12-14 15:00 | 924 | 924
2016-12-14 15:30 | 959 | 959
2016-12-14 16:00 | 998 | 998
2016-12-14 16:30 | 1011 | 1011
2016-12-14 17:00 | 1017 | 1017
2016-12-14 17:30 | 1003 | 1003
2016-12-14 18:00 | 998 | 998
2016-12-14 18:30 | 971 | 970
2016-12-14 19:00 | 986 | 985
2016-12-14 19:30 | 988 | 988
2016-12-14 20:00 | 993 | 992
2016-12-14 20:30 | 966 | 965
2016-12-14 21:00 | 926 | 925
2016-12-14 21:30 | 876 | 873
2016-12-14 22:00 | 861 | 859
2016-12-14 22:30 | 855 | 852
2016-12-14 23:00 | 873 | 869
2016-12-14 23:30 | 826 | 822
2016-12-15 | 750 | 744
2016-12-15 00:30 | 672 | 662
2016-12-15 01:00 | 661 | 648
2016-12-15 01:30 | 594 | 577
2016-12-15 02:00 | 556 | 531
2016-12-15 02:30 | 574 | 550
2016-12-15 03:00 | 573 | 548
2016-12-15 03:30 | 571 | 547
2016-12-15 04:00 | 571 | 547
2016-12-15 04:30 | 582 | 558
2016-12-15 05:00 | 601 | 579
2016-12-15 05:30 | 664 | 647
2016-12-15 06:00 | 695 | 684
2016-12-15 06:30 | 712 | 705
2016-12-15 07:00 | 790 | 786
2016-12-15 07:30 | 854 | 852
2016-12-15 08:00 | 863 | 861
2016-12-15 08:30 | 875 | 874
2016-12-15 09:00 | 889 | 888
2016-12-15 09:30 | 885 | 884
2016-12-15 10:00 | 895 | 894
2016-12-15 10:30 | 897 | 896
2016-12-15 11:00 | 918 | 918
2016-12-15 11:30 | 929 | 929
2016-12-15 12:00 | 937 | 936
2016-12-15 12:30 | 942 | 941
2016-12-15 13:00 | 951 | 950
2016-12-15 13:30 | 974 | 973
2016-12-15 14:00 | 969 | 969
2016-12-15 14:30 | 1001 | 1001
2016-12-15 15:00 | 1035 | 1035
2016-12-15 15:30 | 1059 | 1059
2016-12-15 16:00 | 1038 | 1038
2016-12-15 16:30 | 1022 | 1022
2016-12-15 17:00 | 1021 | 1020
2016-12-15 17:30 | 1006 | 1005
2016-12-15 18:00 | 1016 | 1015
2016-12-15 18:30 | 1017 | 1016
2016-12-15 19:00 | 995 | 994
2016-12-15 19:30 | 988 | 988
2016-12-15 20:00 | 1009 | 1008
2016-12-15 20:30 | 990 | 990
2016-12-15 21:00 | 966 | 965
2016-12-15 21:30 | 943 | 942
2016-12-15 22:00 | 924 | 922
2016-12-15 22:30 | 891 | 889
2016-12-15 23:00 | 908 | 905
2016-12-15 23:30 | 853 | 849
2016-12-16 | 850 | 846
2016-12-16 00:30 | 838 | 833
2016-12-16 01:00 | 812 | 804
2016-12-16 01:30 | 728 | 713
2016-12-16 02:00 | 762 | 748
2016-12-16 02:30 | 789 | 777
2016-12-16 03:00 | 785 | 773
2016-12-16 03:30 | 780 | 768
2016-12-16 04:00 | 768 | 755
2016-12-16 04:30 | 798 | 786
2016-12-16 05:00 | 804 | 792
2016-12-16 05:30 | 799 | 788
2016-12-16 06:00 | 800 | 792
2016-12-16 06:30 | 784 | 778
2016-12-16 07:00 | 746 | 742
2016-12-16 07:30 | 848 | 846
2016-12-16 08:00 | 851 | 849
2016-12-16 08:30 | 735 | 734
2016-12-16 09:00 | 839 | 839
2016-12-16 09:30 | 856 | 855
2016-12-16 10:00 | 843 | 842
2016-12-16 10:30 | 833 | 832
2016-12-16 11:00 | 876 | 876
2016-12-16 11:30 | 894 | 893
2016-12-16 12:00 | 893 | 892
2016-12-16 12:30 | 868 | 867
2016-12-16 13:00 | 893 | 893
2016-12-16 13:30 | 864 | 863
2016-12-16 14:00 | 905 | 905
2016-12-16 14:30 | 889 | 889
2016-12-16 15:00 | 888 | 888
2016-12-16 15:30 | 908 | 908
2016-12-16 16:00 | 899 | 899
2016-12-16 16:30 | 922 | 922
2016-12-16 17:00 | 885 | 885
2016-12-16 17:30 | 901 | 901
2016-12-16 18:00 | 923 | 923
2016-12-16 18:30 | 886 | 885
2016-12-16 19:00 | 894 | 893
2016-12-16 19:30 | 921 | 920
2016-12-16 20:00 | 908 | 907
2016-12-16 20:30 | 853 | 853
2016-12-16 21:00 | 853 | 853
2016-12-16 21:30 | 825 | 822
2016-12-16 22:00 | 799 | 795
2016-12-16 22:30 | 799 | 794
2016-12-16 23:00 | 775 | 770
2016-12-16 23:30 | 750 | 745
2016-12-17 | 767 | 760
2016-12-17 00:30 | 725 | 715
2016-12-17 01:00 | 703 | 692
2016-12-17 01:30 | 703 | 688
2016-12-17 02:00 | 718 | 701
2016-12-17 02:30 | 712 | 695
2016-12-17 03:00 | 724 | 707
2016-12-17 03:30 | 721 | 704
2016-12-17 04:00 | 722 | 704
2016-12-17 04:30 | 711 | 692
2016-12-17 05:00 | 712 | 694
2016-12-17 05:30 | 715 | 697
2016-12-17 06:00 | 674 | 655
2016-12-17 06:30 | 665 | 647
2016-12-17 07:00 | 661 | 645
2016-12-17 07:30 | 742 | 734
2016-12-17 08:00 | 732 | 726
2016-12-17 08:30 | 745 | 740
2016-12-17 09:00 | 769 | 764
2016-12-17 09:30 | 793 | 789
2016-12-17 10:00 | 800 | 797
2016-12-17 10:30 | 786 | 784
2016-12-17 11:00 | 805 | 803
2016-12-17 11:30 | 789 | 787
2016-12-17 12:00 | 805 | 802
2016-12-17 12:30 | 816 | 814
2016-12-17 13:00 | 833 | 831
2016-12-17 13:30 | 882 | 880
2016-12-17 14:00 | 849 | 847
2016-12-17 14:30 | 892 | 890
2016-12-17 15:00 | 905 | 904
2016-12-17 15:30 | 878 | 876
2016-12-17 16:00 | 917 | 916
2016-12-17 16:30 | 931 | 930
2016-12-17 17:00 | 913 | 912
2016-12-17 17:30 | 915 | 914
2016-12-17 18:00 | 930 | 929
2016-12-17 18:30 | 910 | 909
2016-12-17 19:00 | 903 | 902
2016-12-17 19:30 | 884 | 883
2016-12-17 20:00 | 873 | 872
2016-12-17 20:30 | 838 | 836
2016-12-17 21:00 | 803 | 801
2016-12-17 21:30 | 782 | 779
2016-12-17 22:00 | 790 | 785
2016-12-17 22:30 | 709 | 702
2016-12-17 23:00 | 781 | 774
2016-12-17 23:30 | 788 | 779
2016-12-18 | 796 | 788
2016-12-18 00:30 | 728 | 721
2016-12-18 01:00 | 685 | 676
2016-12-18 01:30 | 622 | 608
2016-12-18 02:00 | 605 | 589
2016-12-18 02:30 | 597 | 580
2016-12-18 03:00 | 500 | 486
2016-12-18 03:30 | 519 | 505
2016-12-18 04:00 | 537 | 524
2016-12-18 04:30 | 542 | 529
2016-12-18 05:00 | 533 | 518
2016-12-18 05:30 | 538 | 523
2016-12-18 06:00 | 546 | 532
2016-12-18 06:30 | 566 | 553
2016-12-18 07:00 | 570 | 558
2016-12-18 07:30 | 574 | 564
2016-12-18 08:00 | 601 | 593
2016-12-18 08:30 | 602 | 595
2016-12-18 09:00 | 597 | 593
2016-12-18 09:30 | 614 | 610
2016-12-18 10:00 | 629 | 626
2016-12-18 10:30 | 638 | 636
2016-12-18 11:00 | 657 | 654
2016-12-18 11:30 | 665 | 663
2016-12-18 12:00 | 714 | 712
2016-12-18 12:30 | 708 | 706
2016-12-18 13:00 | 689 | 686
2016-12-18 13:30 | 698 | 695
2016-12-18 14:00 | 705 | 699
2016-12-18 14:30 | 789 | 784
2016-12-18 15:00 | 744 | 739
2016-12-18 15:30 | 745 | 739
2016-12-18 16:00 | 730 | 724
2016-12-18 16:30 | 744 | 737
2016-12-18 17:00 | 728 | 721
2016-12-18 17:30 | 742 | 735
2016-12-18 18:00 | 733 | 727
2016-12-18 18:30 | 729 | 722
2016-12-18 19:00 | 717 | 711
2016-12-18 19:30 | 711 | 704
2016-12-18 20:00 | 720 | 714
2016-12-18 20:30 | 731 | 725
2016-12-18 21:00 | 705 | 698
2016-12-18 21:30 | 670 | 664
2016-12-18 22:00 | 661 | 653
2016-12-18 22:30 | 662 | 654
2016-12-18 23:00 | 646 | 638
2016-12-18 23:30 | 651 | 642
2016-12-19 | 649 | 639
2016-12-19 00:30 | 618 | 608
2016-12-19 01:00 | 644 | 632
2016-12-19 01:30 | 644 | 629
2016-12-19 02:00 | 637 | 622
2016-12-19 02:30 | 634 | 618
2016-12-19 03:00 | 622 | 606
2016-12-19 03:30 | 622 | 607
2016-12-19 04:00 | 632 | 611
2016-12-19 04:30 | 612 | 589
2016-12-19 05:00 | 592 | 567
2016-12-19 05:30 | 665 | 646
2016-12-19 06:00 | 663 | 649
2016-12-19 06:30 | 711 | 699
2016-12-19 07:00 | 747 | 738
2016-12-19 07:30 | 778 | 773
2016-12-19 08:00 | 818 | 814
2016-12-19 08:30 | 836 | 832
2016-12-19 09:00 | 823 | 820
2016-12-19 09:30 | 847 | 845
2016-12-19 10:00 | 847 | 845
2016-12-19 10:30 | 884 | 882
2016-12-19 11:00 | 902 | 901
2016-12-19 11:30 | 907 | 906
2016-12-19 12:00 | 914 | 913
2016-12-19 12:30 | 928 | 927
2016-12-19 13:00 | 924 | 923
2016-12-19 13:30 | 942 | 941
2016-12-19 14:00 | 955 | 955
2016-12-19 14:30 | 948 | 946
2016-12-19 15:00 | 957 | 955
2016-12-19 15:30 | 959 | 957
2016-12-19 16:00 | 949 | 947
2016-12-19 16:30 | 968 | 966
2016-12-19 17:00 | 966 | 964
2016-12-19 17:30 | 981 | 979
2016-12-19 18:00 | 983 | 980
2016-12-19 18:30 | 962 | 959
2016-12-19 19:00 | 976 | 973
2016-12-19 19:30 | 984 | 981
2016-12-19 20:00 | 974 | 972
2016-12-19 20:30 | 962 | 960
2016-12-19 21:00 | 970 | 968
2016-12-19 21:30 | 939 | 935
2016-12-19 22:00 | 905 | 900
2016-12-19 22:30 | 844 | 839
2016-12-19 23:00 | 866 | 862
2016-12-19 23:30 | 845 | 841
2016-12-20 | 786 | 781
2016-12-20 00:30 | 719 | 708
2016-12-20 01:00 | 662 | 645
2016-12-20 01:30 | 653 | 634
2016-12-20 02:00 | 661 | 642
2016-12-20 02:30 | 678 | 660
2016-12-20 03:00 | 707 | 690
2016-12-20 03:30 | 725 | 709
2016-12-20 04:00 | 713 | 697
2016-12-20 04:30 | 637 | 617
2016-12-20 05:00 | 616 | 594
2016-12-20 05:30 | 647 | 629
2016-12-20 06:00 | 634 | 618
2016-12-20 06:30 | 605 | 590
2016-12-20 07:00 | 683 | 677
2016-12-20 07:30 | 754 | 753
2016-12-20 08:00 | 758 | 756
2016-12-20 08:30 | 821 | 820
2016-12-20 09:00 | 860 | 858
2016-12-20 09:30 | 867 | 865
2016-12-20 10:00 | 833 | 830
2016-12-20 10:30 | 767 | 764
2016-12-20 11:00 | 792 | 790
2016-12-20 11:30 | 804 | 801
2016-12-20 12:00 | 759 | 755
2016-12-20 12:30 | 803 | 800
2016-12-20 13:00 | 810 | 808
2016-12-20 13:30 | 842 | 840
2016-12-20 14:00 | 863 | 862
2016-12-20 14:30 | 866 | 864
2016-12-20 15:00 | 882 | 880
2016-12-20 15:30 | 919 | 918
2016-12-20 16:00 | 928 | 928
2016-12-20 16:30 | 954 | 954
2016-12-20 17:00 | 953 | 953
2016-12-20 17:30 | 949 | 949
2016-12-20 18:00 | 957 | 956
2016-12-20 18:30 | 938 | 937
2016-12-20 19:00 | 949 | 949
2016-12-20 19:30 | 936 | 935
2016-12-20 20:00 | 915 | 914
2016-12-20 20:30 | 895 | 894
2016-12-20 21:00 | 877 | 876
2016-12-20 21:30 | 856 | 854
2016-12-20 22:00 | 791 | 788
2016-12-20 22:30 | 733 | 728
2016-12-20 23:00 | 788 | 783
2016-12-20 23:30 | 771 | 762
2016-12-21 | 648 | 633
2016-12-21 00:30 | 588 | 566
2016-12-21 01:00 | 592 | 571
2016-12-21 01:30 | 563 | 538
2016-12-21 02:00 | 544 | 517
2016-12-21 02:30 | 535 | 507
2016-12-21 03:00 | 512 | 481
2016-12-21 03:30 | 491 | 459
2016-12-21 04:00 | 460 | 424
2016-12-21 04:30 | 466 | 430
2016-12-21 05:00 | 484 | 450
2016-12-21 05:30 | 523 | 494
2016-12-21 06:00 | 565 | 548
2016-12-21 06:30 | 615 | 606
2016-12-21 07:00 | 666 | 662
2016-12-21 07:30 | 734 | 731
2016-12-21 08:00 | 759 | 757
2016-12-21 08:30 | 790 | 789
2016-12-21 09:00 | 801 | 799
2016-12-21 09:30 | 822 | 820
2016-12-21 10:00 | 848 | 846
2016-12-21 10:30 | 836 | 834
2016-12-21 11:00 | 901 | 899
2016-12-21 11:30 | 926 | 925
2016-12-21 12:00 | 935 | 934
2016-12-21 12:30 | 973 | 972
2016-12-21 13:00 | 997 | 997
2016-12-21 13:30 | 1025 | 1024
2016-12-21 14:00 | 1062 | 1062
2016-12-21 14:30 | 1102 | 1102
2016-12-21 15:00 | 1055 | 1055
2016-12-21 15:30 | 1062 | 1062
2016-12-21 16:00 | 1060 | 1060
2016-12-21 16:30 | 1039 | 1039
2016-12-21 17:00 | 1054 | 1054
2016-12-21 17:30 | 1010 | 1010
2016-12-21 18:00 | 1035 | 1035
2016-12-21 18:30 | 1002 | 1002
2016-12-21 19:00 | 1003 | 1003
2016-12-21 19:30 | 982 | 982
2016-12-21 20:00 | 963 | 962
2016-12-21 20:30 | 947 | 947
2016-12-21 21:00 | 936 | 935
2016-12-21 21:30 | 912 | 911
2016-12-21 22:00 | 824 | 821
2016-12-21 22:30 | 788 | 783
2016-12-21 23:00 | 868 | 863
2016-12-21 23:30 | 792 | 783
2016-12-22 | 728 | 714
2016-12-22 00:30 | 692 | 676
2016-12-22 01:00 | 661 | 644
2016-12-22 01:30 | 615 | 596
2016-12-22 02:00 | 599 | 578
2016-12-22 02:30 | 613 | 594
2016-12-22 03:00 | 592 | 570
2016-12-22 03:30 | 590 | 569
2016-12-22 04:00 | 582 | 560
2016-12-22 04:30 | 512 | 484
2016-12-22 05:00 | 527 | 500
2016-12-22 05:30 | 531 | 506
2016-12-22 06:00 | 571 | 555
2016-12-22 06:30 | 647 | 634
2016-12-22 07:00 | 736 | 727
2016-12-22 07:30 | 805 | 801
2016-12-22 08:00 | 845 | 842
2016-12-22 08:30 | 896 | 895
2016-12-22 09:00 | 894 | 893
2016-12-22 09:30 | 902 | 901
2016-12-22 10:00 | 904 | 904
2016-12-22 10:30 | 873 | 872
2016-12-22 11:00 | 914 | 914
2016-12-22 11:30 | 909 | 907
2016-12-22 12:00 | 884 | 882
2016-12-22 12:30 | 899 | 897
2016-12-22 13:00 | 936 | 935
2016-12-22 13:30 | 890 | 889
2016-12-22 14:00 | 978 | 977
2016-12-22 14:30 | 954 | 954
2016-12-22 15:00 | 947 | 946
2016-12-22 15:30 | 964 | 964
2016-12-22 16:00 | 962 | 962
2016-12-22 16:30 | 916 | 915
2016-12-22 17:00 | 936 | 935
2016-12-22 17:30 | 936 | 935
2016-12-22 18:00 | 930 | 929
2016-12-22 18:30 | 927 | 925
2016-12-22 19:00 | 936 | 935
2016-12-22 19:30 | 925 | 924
2016-12-22 20:00 | 927 | 926
2016-12-22 20:30 | 926 | 925
2016-12-22 21:00 | 878 | 876
2016-12-22 21:30 | 798 | 796
2016-12-22 22:00 | 724 | 718
2016-12-22 22:30 | 693 | 686
2016-12-22 23:00 | 800 | 795
2016-12-22 23:30 | 725 | 715
2016-12-23 | 642 | 622
2016-12-23 00:30 | 564 | 539
2016-12-23 01:00 | 537 | 508
2016-12-23 01:30 | 535 | 506
2016-12-23 02:00 | 497 | 464
2016-12-23 02:30 | 464 | 431
2016-12-23 03:00 | 454 | 424
2016-12-23 03:30 | 449 | 418
2016-12-23 04:00 | 440 | 408
2016-12-23 04:30 | 426 | 392
2016-12-23 05:00 | 394 | 364
2016-12-23 05:30 | 426 | 403
2016-12-23 06:00 | 462 | 443
2016-12-23 06:30 | 516 | 503
2016-12-23 07:00 | 572 | 561
2016-12-23 07:30 | 606 | 597
2016-12-23 08:00 | 629 | 621
2016-12-23 08:30 | 682 | 676
2016-12-23 09:00 | 704 | 699
2016-12-23 09:30 | 733 | 728
2016-12-23 10:00 | 708 | 702
2016-12-23 10:30 | 748 | 743
2016-12-23 11:00 | 752 | 747
2016-12-23 11:30 | 731 | 726
2016-12-23 12:00 | 695 | 689
2016-12-23 12:30 | 706 | 700
2016-12-23 13:00 | 698 | 692
2016-12-23 13:30 | 683 | 676
2016-12-23 14:00 | 662 | 655
2016-12-23 14:30 | 635 | 627
2016-12-23 15:00 | 629 | 621
2016-12-23 15:30 | 679 | 672
2016-12-23 16:00 | 679 | 672
2016-12-23 16:30 | 702 | 696
2016-12-23 17:00 | 751 | 745
2016-12-23 17:30 | 744 | 738
2016-12-23 18:00 | 710 | 703
2016-12-23 18:30 | 777 | 772
2016-12-23 19:00 | 798 | 794
2016-12-23 19:30 | 815 | 812
2016-12-23 20:00 | 760 | 757
2016-12-23 20:30 | 750 | 747
2016-12-23 21:00 | 756 | 753
2016-12-23 21:30 | 716 | 710
2016-12-23 22:00 | 665 | 657
2016-12-23 22:30 | 639 | 630
2016-12-23 23:00 | 785 | 780
2016-12-23 23:30 | 773 | 767
2016-12-24 | 684 | 676
2016-12-24 00:30 | 592 | 579
2016-12-24 01:00 | 529 | 500
2016-12-24 01:30 | 479 | 444
2016-12-24 02:00 | 438 | 397
2016-12-24 02:30 | 420 | 382
2016-12-24 03:00 | 458 | 420
2016-12-24 03:30 | 464 | 427
2016-12-24 04:00 | 438 | 397
2016-12-24 04:30 | 429 | 385
2016-12-24 05:00 | 432 | 390
2016-12-24 05:30 | 442 | 400
2016-12-24 06:00 | 449 | 409
2016-12-24 06:30 | 485 | 458
2016-12-24 07:00 | 477 | 453
2016-12-24 07:30 | 471 | 453
2016-12-24 08:00 | 501 | 486
2016-12-24 08:30 | 558 | 546
2016-12-24 09:00 | 606 | 597
2016-12-24 09:30 | 606 | 598
2016-12-24 10:00 | 596 | 587
2016-12-24 10:30 | 572 | 561
2016-12-24 11:00 | 581 | 572
2016-12-24 11:30 | 575 | 565
2016-12-24 12:00 | 581 | 571
2016-12-24 12:30 | 611 | 603
2016-12-24 13:00 | 621 | 613
2016-12-24 13:30 | 611 | 603
2016-12-24 14:00 | 599 | 591
2016-12-24 14:30 | 610 | 603
2016-12-24 15:00 | 646 | 641
2016-12-24 15:30 | 704 | 700
2016-12-24 16:00 | 736 | 733
2016-12-24 16:30 | 754 | 752
2016-12-24 17:00 | 766 | 764
2016-12-24 17:30 | 762 | 760
2016-12-24 18:00 | 745 | 742
2016-12-24 18:30 | 752 | 749
2016-12-24 19:00 | 811 | 809
2016-12-24 19:30 | 854 | 853
2016-12-24 20:00 | 840 | 839
2016-12-24 20:30 | 835 | 833
2016-12-24 21:00 | 797 | 794
2016-12-24 21:30 | 736 | 732
2016-12-24 22:00 | 690 | 683
2016-12-24 22:30 | 762 | 756
2016-12-24 23:00 | 843 | 839
2016-12-24 23:30 | 772 | 766
2016-12-25 | 665 | 656
2016-12-25 00:30 | 556 | 540
2016-12-25 01:00 | 455 | 429
2016-12-25 01:30 | 428 | 398
2016-12-25 02:00 | 454 | 426
2016-12-25 02:30 | 446 | 413
2016-12-25 03:00 | 433 | 392
2016-12-25 03:30 | 453 | 415
2016-12-25 04:00 | 482 | 448
2016-12-25 04:30 | 481 | 446
2016-12-25 05:00 | 485 | 450
2016-12-25 05:30 | 477 | 439
2016-12-25 06:00 | 452 | 411
2016-12-25 06:30 | 419 | 377
2016-12-25 07:00 | 409 | 373
2016-12-25 07:30 | 396 | 357
2016-12-25 08:00 | 402 | 365
2016-12-25 08:30 | 442 | 412
2016-12-25 09:00 | 470 | 445
2016-12-25 09:30 | 511 | 490
2016-12-25 10:00 | 541 | 521
2016-12-25 10:30 | 549 | 530
2016-12-25 11:00 | 577 | 560
2016-12-25 11:30 | 549 | 530
2016-12-25 12:00 | 482 | 457
2016-12-25 12:30 | 440 | 409
2016-12-25 13:00 | 379 | 344
2016-12-25 13:30 | 332 | 304
2016-12-25 14:00 | 339 | 311
2016-12-25 14:30 | 350 | 325
2016-12-25 15:00 | 343 | 317
2016-12-25 15:30 | 347 | 321
2016-12-25 16:00 | 366 | 344
2016-12-25 16:30 | 375 | 354
2016-12-25 17:00 | 402 | 383
2016-12-25 17:30 | 417 | 394
2016-12-25 18:00 | 416 | 392
2016-12-25 18:30 | 435 | 413
2016-12-25 19:00 | 490 | 473
2016-12-25 19:30 | 560 | 549
2016-12-25 20:00 | 573 | 562
2016-12-25 20:30 | 574 | 563
2016-12-25 21:00 | 537 | 524
2016-12-25 21:30 | 533 | 519
2016-12-25 22:00 | 501 | 484
2016-12-25 22:30 | 584 | 569
2016-12-25 23:00 | 660 | 647
2016-12-25 23:30 | 595 | 578
2016-12-26 | 551 | 527
2016-12-26 00:30 | 518 | 485
2016-12-26 01:00 | 480 | 442
2016-12-26 01:30 | 442 | 400
2016-12-26 02:00 | 381 | 333
2016-12-26 02:30 | 336 | 283
2016-12-26 03:00 | 313 | 264
2016-12-26 03:30 | 309 | 256
2016-12-26 04:00 | 322 | 271
2016-12-26 04:30 | 355 | 311
2016-12-26 05:00 | 414 | 379
2016-12-26 05:30 | 338 | 286
2016-12-26 06:00 | 334 | 291
2016-12-26 06:30 | 317 | 275
2016-12-26 07:00 | 320 | 276
2016-12-26 07:30 | 329 | 285
2016-12-26 08:00 | 362 | 335
2016-12-26 08:30 | 398 | 374
2016-12-26 09:00 | 405 | 382
2016-12-26 09:30 | 415 | 393
2016-12-26 10:00 | 393 | 370
2016-12-26 10:30 | 407 | 385
2016-12-26 11:00 | 407 | 385
2016-12-26 11:30 | 411 | 389
2016-12-26 12:00 | 420 | 399
2016-12-26 12:30 | 434 | 414
2016-12-26 13:00 | 450 | 430
2016-12-26 13:30 | 477 | 459
2016-12-26 14:00 | 528 | 514
2016-12-26 14:30 | 556 | 543
2016-12-26 15:00 | 546 | 532
2016-12-26 15:30 | 568 | 556
2016-12-26 16:00 | 596 | 585
2016-12-26 16:30 | 632 | 623
2016-12-26 17:00 | 668 | 660
2016-12-26 17:30 | 667 | 659
2016-12-26 18:00 | 668 | 660
2016-12-26 18:30 | 662 | 654
2016-12-26 19:00 | 703 | 697
2016-12-26 19:30 | 756 | 750
2016-12-26 20:00 | 765 | 760
2016-12-26 20:30 | 745 | 739
2016-12-26 21:00 | 691 | 683
2016-12-26 21:30 | 642 | 633
2016-12-26 22:00 | 597 | 585
2016-12-26 22:30 | 627 | 616
2016-12-26 23:00 | 700 | 692
2016-12-26 23:30 | 642 | 632
2016-12-27 | 547 | 532
2016-12-27 00:30 | 477 | 453
2016-12-27 01:00 | 442 | 407
2016-12-27 01:30 | 420 | 374
2016-12-27 02:00 | 400 | 349
2016-12-27 02:30 | 415 | 367
2016-12-27 03:00 | 391 | 339
2016-12-27 03:30 | 373 | 317
2016-12-27 04:00 | 359 | 299
2016-12-27 04:30 | 354 | 292
2016-12-27 05:00 | 365 | 304
2016-12-27 05:30 | 348 | 283
2016-12-27 06:00 | 313 | 269
2016-12-27 06:30 | 330 | 292
2016-12-27 07:00 | 357 | 324
2016-12-27 07:30 | 354 | 325
2016-12-27 08:00 | 373 | 352
2016-12-27 08:30 | 429 | 416
2016-12-27 09:00 | 478 | 470
2016-12-27 09:30 | 489 | 483
2016-12-27 10:00 | 470 | 463
2016-12-27 10:30 | 485 | 479
2016-12-27 11:00 | 538 | 532
2016-12-27 11:30 | 551 | 539
2016-12-27 12:00 | 566 | 554
2016-12-27 12:30 | 586 | 576
2016-12-27 13:00 | 607 | 597
2016-12-27 13:30 | 596 | 586
2016-12-27 14:00 | 614 | 605
2016-12-27 14:30 | 635 | 628
2016-12-27 15:00 | 654 | 649
2016-12-27 15:30 | 674 | 670
2016-12-27 16:00 | 727 | 723
2016-12-27 16:30 | 752 | 748
2016-12-27 17:00 | 819 | 817
2016-12-27 17:30 | 868 | 866
2016-12-27 18:00 | 831 | 828
2016-12-27 18:30 | 854 | 851
2016-12-27 19:00 | 866 | 864
2016-12-27 19:30 | 872 | 870
2016-12-27 20:00 | 883 | 882
2016-12-27 20:30 | 867 | 865
2016-12-27 21:00 | 829 | 826
2016-12-27 21:30 | 765 | 760
2016-12-27 22:00 | 698 | 691
2016-12-27 22:30 | 749 | 743
2016-12-27 23:00 | 814 | 809
2016-12-27 23:30 | 724 | 716
2016-12-28 | 629 | 618
2016-12-28 00:30 | 564 | 549
2016-12-28 01:00 | 530 | 507
2016-12-28 01:30 | 475 | 442
2016-12-28 02:00 | 470 | 432
2016-12-28 02:30 | 491 | 454
2016-12-28 03:00 | 459 | 417
2016-12-28 03:30 | 518 | 485
2016-12-28 04:00 | 500 | 465
2016-12-28 04:30 | 498 | 462
2016-12-28 05:00 | 474 | 435
2016-12-28 05:30 | 421 | 381
2016-12-28 06:00 | 420 | 387
2016-12-28 06:30 | 467 | 441
2016-12-28 07:00 | 525 | 510
2016-12-28 07:30 | 588 | 579
2016-12-28 08:00 | 537 | 527
2016-12-28 08:30 | 572 | 564
2016-12-28 09:00 | 599 | 592
2016-12-28 09:30 | 572 | 565
2016-12-28 10:00 | 546 | 538
2016-12-28 10:30 | 547 | 539
2016-12-28 11:00 | 562 | 554
2016-12-28 11:30 | 569 | 562
2016-12-28 12:00 | 605 | 599
2016-12-28 12:30 | 620 | 615
2016-12-28 13:00 | 640 | 635
2016-12-28 13:30 | 635 | 631
2016-12-28 14:00 | 665 | 661
2016-12-28 14:30 | 684 | 681
2016-12-28 15:00 | 738 | 736
2016-12-28 15:30 | 788 | 787
2016-12-28 16:00 | 799 | 798
2016-12-28 16:30 | 837 | 837
2016-12-28 17:00 | 884 | 884
2016-12-28 17:30 | 887 | 887
2016-12-28 18:00 | 894 | 893
2016-12-28 18:30 | 885 | 884
2016-12-28 19:00 | 898 | 897
2016-12-28 19:30 | 905 | 904
2016-12-28 20:00 | 932 | 932
2016-12-28 20:30 | 901 | 900
2016-12-28 21:00 | 864 | 863
2016-12-28 21:30 | 828 | 825
2016-12-28 22:00 | 835 | 830
2016-12-28 22:30 | 823 | 819
2016-12-28 23:00 | 871 | 867
2016-12-28 23:30 | 847 | 841
2016-12-29 | 786 | 779
2016-12-29 00:30 | 696 | 687
2016-12-29 01:00 | 629 | 618
2016-12-29 01:30 | 642 | 629
2016-12-29 02:00 | 651 | 636
2016-12-29 02:30 | 622 | 606
2016-12-29 03:00 | 601 | 583
2016-12-29 03:30 | 592 | 574
2016-12-29 04:00 | 580 | 561
2016-12-29 04:30 | 591 | 573
2016-12-29 05:00 | 601 | 583
2016-12-29 05:30 | 537 | 513
2016-12-29 06:00 | 541 | 518
2016-12-29 06:30 | 586 | 568
2016-12-29 07:00 | 625 | 610
2016-12-29 07:30 | 657 | 648
2016-12-29 08:00 | 656 | 650
2016-12-29 08:30 | 711 | 707
2016-12-29 09:00 | 714 | 710
2016-12-29 09:30 | 693 | 689
2016-12-29 10:00 | 673 | 668
2016-12-29 10:30 | 733 | 730
2016-12-29 11:00 | 725 | 723
2016-12-29 11:30 | 713 | 711
2016-12-29 12:00 | 731 | 730
2016-12-29 12:30 | 750 | 749
2016-12-29 13:00 | 785 | 784
2016-12-29 13:30 | 811 | 810
2016-12-29 14:00 | 857 | 856
2016-12-29 14:30 | 877 | 875
2016-12-29 15:00 | 907 | 907
2016-12-29 15:30 | 919 | 919
2016-12-29 16:00 | 920 | 920
2016-12-29 16:30 | 948 | 948
2016-12-29 17:00 | 962 | 962
2016-12-29 17:30 | 965 | 965
2016-12-29 18:00 | 955 | 955
2016-12-29 18:30 | 929 | 929
2016-12-29 19:00 | 921 | 921
2016-12-29 19:30 | 936 | 935
2016-12-29 20:00 | 911 | 911
2016-12-29 20:30 | 879 | 878
2016-12-29 21:00 | 913 | 911
2016-12-29 21:30 | 870 | 868
2016-12-29 22:00 | 817 | 813
2016-12-29 22:30 | 747 | 740
2016-12-29 23:00 | 834 | 829
2016-12-29 23:30 | 784 | 778
2016-12-30 | 708 | 700
2016-12-30 00:30 | 701 | 692
2016-12-30 01:00 | 652 | 642
2016-12-30 01:30 | 593 | 581
2016-12-30 02:00 | 556 | 536
2016-12-30 02:30 | 565 | 545
2016-12-30 03:00 | 546 | 524
2016-12-30 03:30 | 537 | 514
2016-12-30 04:00 | 525 | 501
2016-12-30 04:30 | 544 | 521
2016-12-30 05:00 | 541 | 518
2016-12-30 05:30 | 561 | 540
2016-12-30 06:00 | 499 | 472
2016-12-30 06:30 | 528 | 509
2016-12-30 07:00 | 574 | 561
2016-12-30 07:30 | 578 | 568
2016-12-30 08:00 | 598 | 589
2016-12-30 08:30 | 655 | 649
2016-12-30 09:00 | 680 | 675
2016-12-30 09:30 | 665 | 660
2016-12-30 10:00 | 690 | 686
2016-12-30 10:30 | 723 | 719
2016-12-30 11:00 | 779 | 776
2016-12-30 11:30 | 757 | 754
2016-12-30 12:00 | 800 | 798
2016-12-30 12:30 | 870 | 869
2016-12-30 13:00 | 892 | 890
2016-12-30 13:30 | 881 | 877
2016-12-30 14:00 | 875 | 872
2016-12-30 14:30 | 928 | 926
2016-12-30 15:00 | 924 | 923
2016-12-30 15:30 | 933 | 932
2016-12-30 16:00 | 960 | 958
2016-12-30 16:30 | 897 | 895
2016-12-30 17:00 | 893 | 892
2016-12-30 17:30 | 936 | 935
2016-12-30 18:00 | 911 | 910
2016-12-30 18:30 | 895 | 894
2016-12-30 19:00 | 920 | 919
2016-12-30 19:30 | 936 | 936
2016-12-30 20:00 | 943 | 942
2016-12-30 20:30 | 949 | 948
2016-12-30 21:00 | 921 | 920
2016-12-30 21:30 | 879 | 877
2016-12-30 22:00 | 865 | 860
2016-12-30 22:30 | 825 | 819
2016-12-30 23:00 | 892 | 886
2016-12-30 23:30 | 859 | 854
2016-12-31 | 803 | 797
2016-12-31 00:30 | 731 | 725
2016-12-31 01:00 | 679 | 672
2016-12-31 01:30 | 588 | 577
2016-12-31 02:00 | 544 | 531
2016-12-31 02:30 | 525 | 510
2016-12-31 03:00 | 487 | 470
2016-12-31 03:30 | 473 | 454
2016-12-31 04:00 | 455 | 435
2016-12-31 04:30 | 453 | 432
2016-12-31 05:00 | 442 | 419
2016-12-31 05:30 | 447 | 424
2016-12-31 06:00 | 462 | 441
2016-12-31 06:30 | 483 | 465
2016-12-31 07:00 | 520 | 510
2016-12-31 07:30 | 533 | 527
2016-12-31 08:00 | 574 | 570
2016-12-31 08:30 | 627 | 625
2016-12-31 09:00 | 648 | 646
2016-12-31 09:30 | 669 | 667
2016-12-31 10:00 | 699 | 698
2016-12-31 10:30 | 771 | 768
2016-12-31 11:00 | 839 | 837
2016-12-31 11:30 | 879 | 878
2016-12-31 12:00 | 880 | 880
2016-12-31 12:30 | 931 | 931
2016-12-31 13:00 | 915 | 915
2016-12-31 13:30 | 945 | 945
2016-12-31 14:00 | 659 | 658
2016-12-31 14:30 | 770 | 769
2016-12-31 15:00 | 989 | 989
2016-12-31 15:30 | 1007 | 1007
2016-12-31 16:00 | 1012 | 1012
2016-12-31 16:30 | 1009 | 1009
2016-12-31 17:00 | 1028 | 1028
2016-12-31 17:30 | 1015 | 1015
2016-12-31 18:00 | 1032 | 1032
2016-12-31 18:30 | 997 | 997
2016-12-31 19:00 | 993 | 993
2016-12-31 19:30 | 965 | 965
2016-12-31 20:00 | 990 | 990
2016-12-31 20:30 | 984 | 983
2016-12-31 21:00 | 952 | 952
2016-12-31 21:30 | 903 | 903
2016-12-31 22:00 | 857 | 856
2016-12-31 22:30 | 869 | 866
2016-12-31 23:00 | 917 | 914
2016-12-31 23:30 | 850 | 846
2017-01-01 | 789 | 784
2017-01-01 00:30 | 760 | 754
2017-01-01 01:00 | 771 | 766
2017-01-01 01:30 | 786 | 781
2017-01-01 02:00 | 786 | 780
2017-01-01 02:30 | 727 | 719
2017-01-01 03:00 | 667 | 654
2017-01-01 03:30 | 656 | 641
2017-01-01 04:00 | 704 | 688
2017-01-01 04:30 | 717 | 701
2017-01-01 05:00 | 709 | 692
2017-01-01 05:30 | 689 | 671
2017-01-01 06:00 | 694 | 676
2017-01-01 06:30 | 698 | 681
2017-01-01 07:00 | 650 | 630
2017-01-01 07:30 | 655 | 638
2017-01-01 08:00 | 681 | 673
2017-01-01 08:30 | 696 | 689
2017-01-01 09:00 | 731 | 727
2017-01-01 09:30 | 775 | 773
2017-01-01 10:00 | 842 | 840
2017-01-01 10:30 | 857 | 855
2017-01-01 11:00 | 786 | 784
2017-01-01 11:30 | 808 | 806
2017-01-01 12:00 | 868 | 866
2017-01-01 12:30 | 768 | 766
2017-01-01 13:00 | 853 | 852
2017-01-01 13:30 | 923 | 923
2017-01-01 14:00 | 929 | 928
2017-01-01 14:30 | 938 | 937
2017-01-01 15:00 | 957 | 957
2017-01-01 15:30 | 953 | 952
2017-01-01 16:00 | 945 | 945
2017-01-01 16:30 | 942 | 942
2017-01-01 17:00 | 952 | 952
2017-01-01 17:30 | 929 | 929
2017-01-01 18:00 | 873 | 873
2017-01-01 18:30 | 926 | 926
2017-01-01 19:00 | 962 | 961
2017-01-01 19:30 | 970 | 969
2017-01-01 20:00 | 961 | 961
2017-01-01 20:30 | 1001 | 1000
2017-01-01 21:00 | 1003 | 1002
2017-01-01 21:30 | 987 | 985
2017-01-01 22:00 | 968 | 966
2017-01-01 22:30 | 933 | 928
2017-01-01 23:00 | 940 | 937
2017-01-01 23:30 | 896 | 893
2017-01-02 | 878 | 874
2017-01-02 00:30 | 852 | 848
2017-01-02 01:00 | 823 | 818
2017-01-02 01:30 | 791 | 785
2017-01-02 02:00 | 770 | 760
2017-01-02 02:30 | 779 | 770
2017-01-02 03:00 | 774 | 765
2017-01-02 03:30 | 758 | 748
2017-01-02 04:00 | 756 | 746
2017-01-02 04:30 | 737 | 726
2017-01-02 05:00 | 731 | 720
2017-01-02 05:30 | 724 | 713
2017-01-02 06:00 | 738 | 727
2017-01-02 06:30 | 771 | 765
2017-01-02 07:00 | 769 | 765
2017-01-02 07:30 | 777 | 773
2017-01-02 08:00 | 839 | 836
2017-01-02 08:30 | 841 | 838
2017-01-02 09:00 | 853 | 851
2017-01-02 09:30 | 875 | 873
2017-01-02 10:00 | 896 | 894
2017-01-02 10:30 | 927 | 926
2017-01-02 11:00 | 936 | 935
2017-01-02 11:30 | 958 | 957
2017-01-02 12:00 | 962 | 960
2017-01-02 12:30 | 1005 | 1004
2017-01-02 13:00 | 1025 | 1024
2017-01-02 13:30 | 1008 | 1007
2017-01-02 14:00 | 1009 | 1008
2017-01-02 14:30 | 998 | 997
2017-01-02 15:00 | 1046 | 1045
2017-01-02 15:30 | 1059 | 1059
2017-01-02 16:00 | 1027 | 1026
2017-01-02 16:30 | 1010 | 1009
2017-01-02 17:00 | 1012 | 1010
2017-01-02 17:30 | 1019 | 1018
2017-01-02 18:00 | 1020 | 1018
2017-01-02 18:30 | 997 | 995
2017-01-02 19:00 | 1029 | 1028
2017-01-02 19:30 | 1046 | 1044
2017-01-02 20:00 | 1032 | 1030
2017-01-02 20:30 | 1010 | 1007
2017-01-02 21:00 | 974 | 970
2017-01-02 21:30 | 917 | 914
2017-01-02 22:00 | 880 | 876
2017-01-02 22:30 | 860 | 856
2017-01-02 23:00 | 880 | 875
2017-01-02 23:30 | 764 | 757
2017-01-03 | 713 | 703
2017-01-03 00:30 | 670 | 655
2017-01-03 01:00 | 626 | 610
2017-01-03 01:30 | 593 | 574
2017-01-03 02:00 | 597 | 578
2017-01-03 02:30 | 575 | 555
2017-01-03 03:00 | 542 | 518
2017-01-03 03:30 | 528 | 503
2017-01-03 04:00 | 516 | 491
2017-01-03 04:30 | 503 | 477
2017-01-03 05:00 | 522 | 498
2017-01-03 05:30 | 549 | 526
2017-01-03 06:00 | 596 | 578
2017-01-03 06:30 | 617 | 604
2017-01-03 07:00 | 628 | 618
2017-01-03 07:30 | 659 | 652
2017-01-03 08:00 | 671 | 666
2017-01-03 08:30 | 713 | 709
2017-01-03 09:00 | 707 | 703
2017-01-03 09:30 | 712 | 708
2017-01-03 10:00 | 706 | 702
2017-01-03 10:30 | 740 | 737
2017-01-03 11:00 | 737 | 734
2017-01-03 11:30 | 760 | 757
2017-01-03 12:00 | 735 | 732
2017-01-03 12:30 | 733 | 730
2017-01-03 13:00 | 753 | 750
2017-01-03 13:30 | 760 | 756
2017-01-03 14:00 | 757 | 753
2017-01-03 14:30 | 744 | 740
2017-01-03 15:00 | 736 | 732
2017-01-03 15:30 | 701 | 696
2017-01-03 16:00 | 709 | 705
2017-01-03 16:30 | 726 | 722
2017-01-03 17:00 | 706 | 701
2017-01-03 17:30 | 736 | 731
2017-01-03 18:00 | 731 | 726
2017-01-03 18:30 | 753 | 749
2017-01-03 19:00 | 665 | 659
2017-01-03 19:30 | 645 | 638
2017-01-03 20:00 | 642 | 635
2017-01-03 20:30 | 628 | 620
2017-01-03 21:00 | 661 | 654
2017-01-03 21:30 | 672 | 666
2017-01-03 22:00 | 701 | 693
2017-01-03 22:30 | 723 | 712
2017-01-03 23:00 | 786 | 776
2017-01-03 23:30 | 744 | 732
2017-01-04 | 693 | 674
2017-01-04 00:30 | 668 | 648
2017-01-04 01:00 | 600 | 574
2017-01-04 01:30 | 561 | 531
2017-01-04 02:00 | 545 | 514
2017-01-04 02:30 | 505 | 469
2017-01-04 03:00 | 499 | 462
2017-01-04 03:30 | 514 | 482
2017-01-04 04:00 | 517 | 490
2017-01-04 04:30 | 525 | 500
2017-01-04 05:00 | 519 | 493
2017-01-04 05:30 | 492 | 464
2017-01-04 06:00 | 526 | 502
2017-01-04 06:30 | 578 | 559
2017-01-04 07:00 | 579 | 558
2017-01-04 07:30 | 568 | 549
2017-01-04 08:00 | 601 | 589
2017-01-04 08:30 | 601 | 590
2017-01-04 09:00 | 626 | 619
2017-01-04 09:30 | 655 | 650
2017-01-04 10:00 | 688 | 684
2017-01-04 10:30 | 693 | 689
2017-01-04 11:00 | 710 | 706
2017-01-04 11:30 | 725 | 722
2017-01-04 12:00 | 682 | 678
2017-01-04 12:30 | 661 | 656
2017-01-04 13:00 | 668 | 663
2017-01-04 13:30 | 705 | 701
2017-01-04 14:00 | 756 | 751
2017-01-04 14:30 | 752 | 747
2017-01-04 15:00 | 786 | 782
2017-01-04 15:30 | 716 | 711
2017-01-04 16:00 | 769 | 764
2017-01-04 16:30 | 782 | 777
2017-01-04 17:00 | 776 | 771
2017-01-04 17:30 | 801 | 796
2017-01-04 18:00 | 835 | 830
2017-01-04 18:30 | 818 | 812
2017-01-04 19:00 | 790 | 785
2017-01-04 19:30 | 786 | 781
2017-01-04 20:00 | 775 | 770
2017-01-04 20:30 | 794 | 790
2017-01-04 21:00 | 776 | 772
2017-01-04 21:30 | 778 | 774
2017-01-04 22:00 | 796 | 790
2017-01-04 22:30 | 800 | 793
2017-01-04 23:00 | 842 | 836
2017-01-04 23:30 | 742 | 726
2017-01-05 | 691 | 670
2017-01-05 00:30 | 694 | 673
2017-01-05 01:00 | 652 | 629
2017-01-05 01:30 | 600 | 573
2017-01-05 02:00 | 568 | 538
2017-01-05 02:30 | 548 | 515
2017-01-05 03:00 | 507 | 469
2017-01-05 03:30 | 498 | 459
2017-01-05 04:00 | 500 | 462
2017-01-05 04:30 | 496 | 457
2017-01-05 05:00 | 507 | 469
2017-01-05 05:30 | 516 | 486
2017-01-05 06:00 | 548 | 524
2017-01-05 06:30 | 615 | 598
2017-01-05 07:00 | 651 | 637
2017-01-05 07:30 | 653 | 642
2017-01-05 08:00 | 639 | 629
2017-01-05 08:30 | 654 | 648
2017-01-05 09:00 | 692 | 688
2017-01-05 09:30 | 715 | 711
2017-01-05 10:00 | 702 | 698
2017-01-05 10:30 | 720 | 717
2017-01-05 11:00 | 792 | 789
2017-01-05 11:30 | 798 | 795
2017-01-05 12:00 | 782 | 779
2017-01-05 12:30 | 808 | 805
2017-01-05 13:00 | 773 | 768
2017-01-05 13:30 | 764 | 758
2017-01-05 14:00 | 788 | 784
2017-01-05 14:30 | 790 | 785
2017-01-05 15:00 | 831 | 827
2017-01-05 15:30 | 840 | 836
2017-01-05 16:00 | 814 | 810
2017-01-05 16:30 | 857 | 855
2017-01-05 17:00 | 834 | 832
2017-01-05 17:30 | 874 | 873
2017-01-05 18:00 | 901 | 899
2017-01-05 18:30 | 914 | 912
2017-01-05 19:00 | 936 | 934
2017-01-05 19:30 | 936 | 934
2017-01-05 20:00 | 948 | 947
2017-01-05 20:30 | 888 | 887
2017-01-05 21:00 | 823 | 821
2017-01-05 21:30 | 772 | 768
2017-01-05 22:00 | 769 | 763
2017-01-05 22:30 | 796 | 790
2017-01-05 23:00 | 867 | 861
2017-01-05 23:30 | 809 | 801
2017-01-06 | 752 | 741
2017-01-06 00:30 | 682 | 667
2017-01-06 01:00 | 651 | 634
2017-01-06 01:30 | 601 | 578
2017-01-06 02:00 | 567 | 539
2017-01-06 02:30 | 544 | 512
2017-01-06 03:00 | 527 | 494
2017-01-06 03:30 | 505 | 469
2017-01-06 04:00 | 509 | 474
2017-01-06 04:30 | 517 | 483
2017-01-06 05:00 | 538 | 506
2017-01-06 05:30 | 524 | 494
2017-01-06 06:00 | 554 | 532
2017-01-06 06:30 | 620 | 604
2017-01-06 07:00 | 676 | 663
2017-01-06 07:30 | 689 | 679
2017-01-06 08:00 | 688 | 679
2017-01-06 08:30 | 747 | 741
2017-01-06 09:00 | 774 | 769
2017-01-06 09:30 | 775 | 769
2017-01-06 10:00 | 740 | 733
2017-01-06 10:30 | 773 | 768
2017-01-06 11:00 | 773 | 765
2017-01-06 11:30 | 744 | 735
2017-01-06 12:00 | 714 | 704
2017-01-06 12:30 | 661 | 649
2017-01-06 13:00 | 692 | 681
2017-01-06 13:30 | 689 | 679
2017-01-06 14:00 | 719 | 709
2017-01-06 14:30 | 734 | 724
2017-01-06 15:00 | 786 | 779
2017-01-06 15:30 | 748 | 742
2017-01-06 16:00 | 742 | 736
2017-01-06 16:30 | 732 | 726
2017-01-06 17:00 | 732 | 726
2017-01-06 17:30 | 767 | 760
2017-01-06 18:00 | 800 | 794
2017-01-06 18:30 | 770 | 763
2017-01-06 19:00 | 743 | 735
2017-01-06 19:30 | 750 | 743
2017-01-06 20:00 | 808 | 803
2017-01-06 20:30 | 767 | 762
2017-01-06 21:00 | 738 | 734
2017-01-06 21:30 | 695 | 689
2017-01-06 22:00 | 671 | 662
2017-01-06 22:30 | 744 | 736
2017-01-06 23:00 | 805 | 798
2017-01-06 23:30 | 727 | 718
2017-01-07 | 670 | 659
2017-01-07 00:30 | 666 | 654
2017-01-07 01:00 | 644 | 629
2017-01-07 01:30 | 586 | 565
2017-01-07 02:00 | 563 | 540
2017-01-07 02:30 | 508 | 479
2017-01-07 03:00 | 467 | 437
2017-01-07 03:30 | 458 | 432
2017-01-07 04:00 | 451 | 416
2017-01-07 04:30 | 455 | 421
2017-01-07 05:00 | 466 | 433
2017-01-07 05:30 | 461 | 420
2017-01-07 06:00 | 464 | 422
2017-01-07 06:30 | 481 | 451
2017-01-07 07:00 | 508 | 482
2017-01-07 07:30 | 515 | 491
2017-01-07 08:00 | 492 | 473
2017-01-07 08:30 | 516 | 499
2017-01-07 09:00 | 541 | 526
2017-01-07 09:30 | 522 | 509
2017-01-07 10:00 | 503 | 491
2017-01-07 10:30 | 486 | 474
2017-01-07 11:00 | 483 | 470
2017-01-07 11:30 | 477 | 464
2017-01-07 12:00 | 499 | 488
2017-01-07 12:30 | 511 | 499
2017-01-07 13:00 | 507 | 495
2017-01-07 13:30 | 488 | 475
2017-01-07 14:00 | 438 | 421
2017-01-07 14:30 | 459 | 445
2017-01-07 15:00 | 483 | 470
2017-01-07 15:30 | 516 | 504
2017-01-07 16:00 | 561 | 552
2017-01-07 16:30 | 599 | 592
2017-01-07 17:00 | 625 | 618
2017-01-07 17:30 | 605 | 597
2017-01-07 18:00 | 635 | 628
2017-01-07 18:30 | 694 | 689
2017-01-07 19:00 | 716 | 712
2017-01-07 19:30 | 736 | 732
2017-01-07 20:00 | 794 | 791
2017-01-07 20:30 | 741 | 737
2017-01-07 21:00 | 690 | 685
2017-01-07 21:30 | 639 | 629
2017-01-07 22:00 | 638 | 626
2017-01-07 22:30 | 701 | 690
2017-01-07 23:00 | 779 | 768
2017-01-07 23:30 | 722 | 708
2017-01-08 | 648 | 627
2017-01-08 00:30 | 594 | 568
2017-01-08 01:00 | 566 | 538
2017-01-08 01:30 | 511 | 477
2017-01-08 02:00 | 478 | 440
2017-01-08 02:30 | 433 | 387
2017-01-08 03:00 | 399 | 348
2017-01-08 03:30 | 388 | 345
2017-01-08 04:00 | 411 | 360
2017-01-08 04:30 | 392 | 337
2017-01-08 05:00 | 390 | 335
2017-01-08 05:30 | 390 | 333
2017-01-08 06:00 | 385 | 330
2017-01-08 06:30 | 385 | 338
2017-01-08 07:00 | 399 | 360
2017-01-08 07:30 | 408 | 371
2017-01-08 08:00 | 439 | 407
2017-01-08 08:30 | 462 | 433
2017-01-08 09:00 | 463 | 437
2017-01-08 09:30 | 497 | 474
2017-01-08 10:00 | 505 | 482
2017-01-08 10:30 | 509 | 487
2017-01-08 11:00 | 486 | 463
2017-01-08 11:30 | 461 | 435
2017-01-08 12:00 | 434 | 411
2017-01-08 12:30 | 434 | 413
2017-01-08 13:00 | 454 | 435
2017-01-08 13:30 | 463 | 445
2017-01-08 14:00 | 444 | 424
2017-01-08 14:30 | 455 | 435
2017-01-08 15:00 | 466 | 446
2017-01-08 15:30 | 521 | 506
2017-01-08 16:00 | 573 | 560
2017-01-08 16:30 | 612 | 601
2017-01-08 17:00 | 694 | 686
2017-01-08 17:30 | 756 | 750
2017-01-08 18:00 | 778 | 772
2017-01-08 18:30 | 769 | 764
2017-01-08 19:00 | 806 | 801
2017-01-08 19:30 | 814 | 809
2017-01-08 20:00 | 816 | 811
2017-01-08 20:30 | 771 | 765
2017-01-08 21:00 | 701 | 693
2017-01-08 21:30 | 660 | 650
2017-01-08 22:00 | 652 | 643
2017-01-08 22:30 | 704 | 697
2017-01-08 23:00 | 749 | 742
2017-01-08 23:30 | 719 | 709
2017-01-09 | 649 | 630
2017-01-09 00:30 | 589 | 562
2017-01-09 01:00 | 553 | 522
2017-01-09 01:30 | 511 | 476
2017-01-09 02:00 | 486 | 448
2017-01-09 02:30 | 515 | 482
2017-01-09 03:00 | 412 | 367
2017-01-09 03:30 | 407 | 369
2017-01-09 04:00 | 402 | 364
2017-01-09 04:30 | 416 | 379
2017-01-09 05:00 | 419 | 388
2017-01-09 05:30 | 462 | 437
2017-01-09 06:00 | 494 | 470
2017-01-09 06:30 | 562 | 547
2017-01-09 07:00 | 618 | 611
2017-01-09 07:30 | 596 | 589
2017-01-09 08:00 | 595 | 591
2017-01-09 08:30 | 634 | 631
2017-01-09 09:00 | 674 | 672
2017-01-09 09:30 | 681 | 677
2017-01-09 10:00 | 670 | 666
2017-01-09 10:30 | 678 | 674
2017-01-09 11:00 | 676 | 672
2017-01-09 11:30 | 707 | 703
2017-01-09 12:00 | 712 | 709
2017-01-09 12:30 | 729 | 726
2017-01-09 13:00 | 764 | 761
2017-01-09 13:30 | 771 | 768
2017-01-09 14:00 | 772 | 770
2017-01-09 14:30 | 758 | 756
2017-01-09 15:00 | 800 | 799
2017-01-09 15:30 | 851 | 849
2017-01-09 16:00 | 908 | 907
2017-01-09 16:30 | 951 | 951
2017-01-09 17:00 | 978 | 977
2017-01-09 17:30 | 953 | 952
2017-01-09 18:00 | 937 | 936
2017-01-09 18:30 | 929 | 928
2017-01-09 19:00 | 947 | 946
2017-01-09 19:30 | 956 | 956
2017-01-09 20:00 | 954 | 953
2017-01-09 20:30 | 876 | 874
2017-01-09 21:00 | 828 | 826
2017-01-09 21:30 | 798 | 794
2017-01-09 22:00 | 802 | 797
2017-01-09 22:30 | 790 | 785
2017-01-09 23:00 | 822 | 818
2017-01-09 23:30 | 770 | 763
2017-01-10 | 724 | 716
2017-01-10 00:30 | 686 | 677
2017-01-10 01:00 | 648 | 638
2017-01-10 01:30 | 606 | 594
2017-01-10 02:00 | 569 | 554
2017-01-10 02:30 | 523 | 504
2017-01-10 03:00 | 481 | 459
2017-01-10 03:30 | 455 | 437
2017-01-10 04:00 | 458 | 441
2017-01-10 04:30 | 488 | 473
2017-01-10 05:00 | 522 | 504
2017-01-10 05:30 | 524 | 507
2017-01-10 06:00 | 550 | 535
2017-01-10 06:30 | 610 | 600
2017-01-10 07:00 | 650 | 641
2017-01-10 07:30 | 703 | 697
2017-01-10 08:00 | 740 | 735
2017-01-10 08:30 | 784 | 781
2017-01-10 09:00 | 800 | 797
2017-01-10 09:30 | 828 | 826
2017-01-10 10:00 | 823 | 821
2017-01-10 10:30 | 825 | 823
2017-01-10 11:00 | 808 | 804
2017-01-10 11:30 | 804 | 800
2017-01-10 12:00 | 839 | 836
2017-01-10 12:30 | 834 | 831
2017-01-10 13:00 | 880 | 878
2017-01-10 13:30 | 884 | 881
2017-01-10 14:00 | 893 | 890
2017-01-10 14:30 | 911 | 908
2017-01-10 15:00 | 888 | 885
2017-01-10 15:30 | 882 | 879
2017-01-10 16:00 | 863 | 859
2017-01-10 16:30 | 862 | 858
2017-01-10 17:00 | 882 | 878
2017-01-10 17:30 | 934 | 931
2017-01-10 18:00 | 945 | 941
2017-01-10 18:30 | 938 | 934
2017-01-10 19:00 | 920 | 916
2017-01-10 19:30 | 959 | 956
2017-01-10 20:00 | 927 | 924
2017-01-10 20:30 | 940 | 936
2017-01-10 21:00 | 894 | 889
2017-01-10 21:30 | 855 | 849
2017-01-10 22:00 | 843 | 838
2017-01-10 22:30 | 821 | 816
2017-01-10 23:00 | 896 | 892
2017-01-10 23:30 | 822 | 816
2017-01-11 | 730 | 722
2017-01-11 00:30 | 679 | 669
2017-01-11 01:00 | 644 | 633
2017-01-11 01:30 | 607 | 594
2017-01-11 02:00 | 582 | 568
2017-01-11 02:30 | 565 | 551
2017-01-11 03:00 | 513 | 494
2017-01-11 03:30 | 562 | 547
2017-01-11 04:00 | 485 | 464
2017-01-11 04:30 | 514 | 495
2017-01-11 05:00 | 510 | 492
2017-01-11 05:30 | 519 | 504
2017-01-11 06:00 | 568 | 559
2017-01-11 06:30 | 656 | 650
2017-01-11 07:00 | 698 | 693
2017-01-11 07:30 | 747 | 743
2017-01-11 08:00 | 758 | 755
2017-01-11 08:30 | 788 | 785
2017-01-11 09:00 | 800 | 798
2017-01-11 09:30 | 827 | 825
2017-01-11 10:00 | 835 | 833
2017-01-11 10:30 | 822 | 820
2017-01-11 11:00 | 845 | 844
2017-01-11 11:30 | 841 | 839
2017-01-11 12:00 | 813 | 812
2017-01-11 12:30 | 805 | 804
2017-01-11 13:00 | 858 | 857
2017-01-11 13:30 | 874 | 873
2017-01-11 14:00 | 816 | 815
2017-01-11 14:30 | 777 | 777
2017-01-11 15:00 | 779 | 778
2017-01-11 15:30 | 818 | 817
2017-01-11 16:00 | 871 | 870
2017-01-11 16:30 | 982 | 982
2017-01-11 17:00 | 999 | 999
2017-01-11 17:30 | 967 | 966
2017-01-11 18:00 | 894 | 893
2017-01-11 18:30 | 877 | 876
2017-01-11 19:00 | 796 | 794
2017-01-11 19:30 | 802 | 799
2017-01-11 20:00 | 812 | 809
2017-01-11 20:30 | 912 | 909
2017-01-11 21:00 | 991 | 989
2017-01-11 21:30 | 952 | 949
2017-01-11 22:00 | 927 | 923
2017-01-11 22:30 | 901 | 897
2017-01-11 23:00 | 709 | 703
2017-01-11 23:30 | 680 | 673
2017-01-12 | 803 | 797
2017-01-12 00:30 | 764 | 757
2017-01-12 01:00 | 723 | 715
2017-01-12 01:30 | 677 | 668
2017-01-12 02:00 | 638 | 627
2017-01-12 02:30 | 596 | 583
2017-01-12 03:00 | 541 | 524
2017-01-12 03:30 | 521 | 503
2017-01-12 04:00 | 496 | 475
2017-01-12 04:30 | 506 | 486
2017-01-12 05:00 | 515 | 496
2017-01-12 05:30 | 542 | 525
2017-01-12 06:00 | 577 | 568
2017-01-12 06:30 | 684 | 679
2017-01-12 07:00 | 782 | 779
2017-01-12 07:30 | 840 | 839
2017-01-12 08:00 | 872 | 871
2017-01-12 08:30 | 965 | 964
2017-01-12 09:00 | 993 | 992
2017-01-12 09:30 | 1007 | 1007
2017-01-12 10:00 | 1053 | 1053
2017-01-12 10:30 | 1069 | 1069
2017-01-12 11:00 | 1057 | 1057
2017-01-12 11:30 | 1087 | 1086
2017-01-12 12:00 | 1095 | 1095
2017-01-12 12:30 | 1006 | 1006
2017-01-12 13:00 | 909 | 909
2017-01-12 13:30 | 1011 | 1011
2017-01-12 14:00 | 1025 | 1025
2017-01-12 14:30 | 1019 | 1019
2017-01-12 15:00 | 1017 | 1017
2017-01-12 15:30 | 1020 | 1020
2017-01-12 16:00 | 1059 | 1059
2017-01-12 16:30 | 1091 | 1091
2017-01-12 17:00 | 1062 | 1062
2017-01-12 17:30 | 1071 | 1071
2017-01-12 18:00 | 1034 | 1034
2017-01-12 18:30 | 1008 | 1008
2017-01-12 19:00 | 1023 | 1023
2017-01-12 19:30 | 1004 | 1004
2017-01-12 20:00 | 1039 | 1039
2017-01-12 20:30 | 1056 | 1056
2017-01-12 21:00 | 1105 | 1105
2017-01-12 21:30 | 1057 | 1057
2017-01-12 22:00 | 1016 | 1014
2017-01-12 22:30 | 906 | 903
2017-01-12 23:00 | 899 | 896
2017-01-12 23:30 | 924 | 921
2017-01-13 | 942 | 939
2017-01-13 00:30 | 901 | 898
2017-01-13 01:00 | 881 | 877
2017-01-13 01:30 | 839 | 834
2017-01-13 02:00 | 796 | 790
2017-01-13 02:30 | 748 | 741
2017-01-13 03:00 | 696 | 689
2017-01-13 03:30 | 750 | 744
2017-01-13 04:00 | 754 | 748
2017-01-13 04:30 | 741 | 735
2017-01-13 05:00 | 777 | 772
2017-01-13 05:30 | 799 | 794
2017-01-13 06:00 | 828 | 823
2017-01-13 06:30 | 836 | 832
2017-01-13 07:00 | 669 | 662
2017-01-13 07:30 | 804 | 800
2017-01-13 08:00 | 952 | 949
2017-01-13 08:30 | 1002 | 1001
2017-01-13 09:00 | 1005 | 1005
2017-01-13 09:30 | 1050 | 1049
2017-01-13 10:00 | 1065 | 1065
2017-01-13 10:30 | 1027 | 1027
2017-01-13 11:00 | 1029 | 1029
2017-01-13 11:30 | 1069 | 1069
2017-01-13 12:00 | 1087 | 1087
2017-01-13 12:30 | 1057 | 1057
2017-01-13 13:00 | 1085 | 1085
2017-01-13 13:30 | 1085 | 1084
2017-01-13 14:00 | 1024 | 1024
2017-01-13 14:30 | 1029 | 1029
2017-01-13 15:00 | 1020 | 1020
2017-01-13 15:30 | 1023 | 1023
2017-01-13 16:00 | 1054 | 1054
2017-01-13 16:30 | 1055 | 1054
2017-01-13 17:00 | 1113 | 1113
2017-01-13 17:30 | 1063 | 1063
2017-01-13 18:00 | 1039 | 1039
2017-01-13 18:30 | 1048 | 1048
2017-01-13 19:00 | 925 | 925
2017-01-13 19:30 | 1022 | 1022
2017-01-13 20:00 | 1010 | 1010
2017-01-13 20:30 | 979 | 979
2017-01-13 21:00 | 1026 | 1025
2017-01-13 21:30 | 1051 | 1050
2017-01-13 22:00 | 988 | 986
2017-01-13 22:30 | 916 | 912
2017-01-13 23:00 | 714 | 705
2017-01-13 23:30 | 793 | 786
2017-01-14 | 883 | 876
2017-01-14 00:30 | 817 | 809
2017-01-14 01:00 | 798 | 790
2017-01-14 01:30 | 790 | 782
2017-01-14 02:00 | 793 | 785
2017-01-14 02:30 | 777 | 768
2017-01-14 03:00 | 731 | 721
2017-01-14 03:30 | 715 | 704
2017-01-14 04:00 | 717 | 707
2017-01-14 04:30 | 697 | 686
2017-01-14 05:00 | 693 | 681
2017-01-14 05:30 | 696 | 684
2017-01-14 06:00 | 713 | 701
2017-01-14 06:30 | 769 | 763
2017-01-14 07:00 | 611 | 604
2017-01-14 07:30 | 659 | 652
2017-01-14 08:00 | 836 | 832
2017-01-14 08:30 | 894 | 890
2017-01-14 09:00 | 905 | 902
2017-01-14 09:30 | 937 | 934
2017-01-14 10:00 | 960 | 958
2017-01-14 10:30 | 959 | 957
2017-01-14 11:00 | 981 | 979
2017-01-14 11:30 | 987 | 986
2017-01-14 12:00 | 1007 | 1007
2017-01-14 12:30 | 1004 | 1003
2017-01-14 13:00 | 975 | 974
2017-01-14 13:30 | 984 | 984
2017-01-14 14:00 | 1008 | 1008
2017-01-14 14:30 | 981 | 981
2017-01-14 15:00 | 992 | 992
2017-01-14 15:30 | 997 | 997
2017-01-14 16:00 | 1064 | 1064
2017-01-14 16:30 | 1075 | 1075
2017-01-14 17:00 | 1099 | 1099
2017-01-14 17:30 | 1072 | 1072
2017-01-14 18:00 | 1067 | 1067
2017-01-14 18:30 | 1052 | 1052
2017-01-14 19:00 | 1063 | 1063
2017-01-14 19:30 | 1094 | 1094
2017-01-14 20:00 | 1063 | 1063
2017-01-14 20:30 | 1074 | 1074
2017-01-14 21:00 | 1107 | 1107
2017-01-14 21:30 | 1100 | 1100
2017-01-14 22:00 | 996 | 993
2017-01-14 22:30 | 946 | 941
2017-01-14 23:00 | 882 | 874
2017-01-14 23:30 | 849 | 838
2017-01-15 | 906 | 895
2017-01-15 00:30 | 900 | 892
2017-01-15 01:00 | 917 | 910
2017-01-15 01:30 | 919 | 912
2017-01-15 02:00 | 908 | 900
2017-01-15 02:30 | 868 | 858
2017-01-15 03:00 | 815 | 804
2017-01-15 03:30 | 796 | 784
2017-01-15 04:00 | 769 | 757
2017-01-15 04:30 | 785 | 772
2017-01-15 05:00 | 775 | 762
2017-01-15 05:30 | 783 | 771
2017-01-15 06:00 | 782 | 769
2017-01-15 06:30 | 788 | 775
2017-01-15 07:00 | 812 | 801
2017-01-15 07:30 | 772 | 760
2017-01-15 08:00 | 761 | 750
2017-01-15 08:30 | 753 | 743
2017-01-15 09:00 | 772 | 765
2017-01-15 09:30 | 847 | 842
2017-01-15 10:00 | 909 | 905
2017-01-15 10:30 | 929 | 925
2017-01-15 11:00 | 878 | 874
2017-01-15 11:30 | 873 | 869
2017-01-15 12:00 | 899 | 897
2017-01-15 12:30 | 849 | 849
2017-01-15 13:00 | 935 | 933
2017-01-15 13:30 | 954 | 952
2017-01-15 14:00 | 916 | 914
2017-01-15 14:30 | 903 | 901
2017-01-15 15:00 | 929 | 928
2017-01-15 15:30 | 953 | 952
2017-01-15 16:00 | 940 | 939
2017-01-15 16:30 | 929 | 928
2017-01-15 17:00 | 928 | 926
2017-01-15 17:30 | 926 | 924
2017-01-15 18:00 | 930 | 929
2017-01-15 18:30 | 906 | 905
2017-01-15 19:00 | 912 | 911
2017-01-15 19:30 | 918 | 917
2017-01-15 20:00 | 934 | 934
2017-01-15 20:30 | 956 | 955
2017-01-15 21:00 | 923 | 923
2017-01-15 21:30 | 902 | 900
2017-01-15 22:00 | 818 | 813
2017-01-15 22:30 | 799 | 794
2017-01-15 23:00 | 869 | 865
2017-01-15 23:30 | 729 | 721
2017-01-16 | 723 | 715
2017-01-16 00:30 | 706 | 697
2017-01-16 01:00 | 699 | 690
2017-01-16 01:30 | 705 | 695
2017-01-16 02:00 | 692 | 678
2017-01-16 02:30 | 698 | 683
2017-01-16 03:00 | 689 | 674
2017-01-16 03:30 | 710 | 695
2017-01-16 04:00 | 692 | 677
2017-01-16 04:30 | 682 | 667
2017-01-16 05:00 | 683 | 668
2017-01-16 05:30 | 687 | 673
2017-01-16 06:00 | 765 | 754
2017-01-16 06:30 | 803 | 797
2017-01-16 07:00 | 794 | 792
2017-01-16 07:30 | 858 | 858
2017-01-16 08:00 | 907 | 907
2017-01-16 08:30 | 984 | 984
2017-01-16 09:00 | 991 | 990
2017-01-16 09:30 | 912 | 912
2017-01-16 10:00 | 898 | 898
2017-01-16 10:30 | 928 | 928
2017-01-16 11:00 | 963 | 963
2017-01-16 11:30 | 963 | 962
2017-01-16 12:00 | 959 | 959
2017-01-16 12:30 | 942 | 942
2017-01-16 13:00 | 969 | 969
2017-01-16 13:30 | 1007 | 1007
2017-01-16 14:00 | 975 | 975
2017-01-16 14:30 | 981 | 981
2017-01-16 15:00 | 955 | 955
2017-01-16 15:30 | 978 | 978
2017-01-16 16:00 | 1015 | 1015
2017-01-16 16:30 | 1037 | 1037
2017-01-16 17:00 | 1026 | 1026
2017-01-16 17:30 | 959 | 959
2017-01-16 18:00 | 910 | 910
2017-01-16 18:30 | 902 | 902
2017-01-16 19:00 | 985 | 985
2017-01-16 19:30 | 1054 | 1053
2017-01-16 20:00 | 1043 | 1043
2017-01-16 20:30 | 969 | 969
2017-01-16 21:00 | 914 | 914
2017-01-16 21:30 | 891 | 890
2017-01-16 22:00 | 860 | 856
2017-01-16 22:30 | 854 | 847
2017-01-16 23:00 | 876 | 871
2017-01-16 23:30 | 792 | 787
2017-01-17 | 723 | 715
2017-01-17 00:30 | 740 | 732
2017-01-17 01:00 | 831 | 825
2017-01-17 01:30 | 813 | 807
2017-01-17 02:00 | 753 | 745
2017-01-17 02:30 | 667 | 657
2017-01-17 03:00 | 582 | 567
2017-01-17 03:30 | 568 | 553
2017-01-17 04:00 | 564 | 549
2017-01-17 04:30 | 566 | 551
2017-01-17 05:00 | 570 | 555
2017-01-17 05:30 | 593 | 579
2017-01-17 06:00 | 657 | 647
2017-01-17 06:30 | 772 | 767
2017-01-17 07:00 | 894 | 892
2017-01-17 07:30 | 876 | 876
2017-01-17 08:00 | 850 | 849
2017-01-17 08:30 | 882 | 881
2017-01-17 09:00 | 925 | 925
2017-01-17 09:30 | 907 | 906
2017-01-17 10:00 | 919 | 918
2017-01-17 10:30 | 935 | 935
2017-01-17 11:00 | 934 | 934
2017-01-17 11:30 | 950 | 950
2017-01-17 12:00 | 964 | 964
2017-01-17 12:30 | 908 | 908
2017-01-17 13:00 | 856 | 856
2017-01-17 13:30 | 819 | 818
2017-01-17 14:00 | 822 | 822
2017-01-17 14:30 | 827 | 827
2017-01-17 15:00 | 798 | 797
2017-01-17 15:30 | 804 | 803
2017-01-17 16:00 | 868 | 868
2017-01-17 16:30 | 855 | 855
2017-01-17 17:00 | 823 | 823
2017-01-17 17:30 | 894 | 894
2017-01-17 18:00 | 853 | 853
2017-01-17 18:30 | 764 | 762
2017-01-17 19:00 | 807 | 806
2017-01-17 19:30 | 915 | 915
2017-01-17 20:00 | 867 | 867
2017-01-17 20:30 | 828 | 827
2017-01-17 21:00 | 825 | 824
2017-01-17 21:30 | 807 | 805
2017-01-17 22:00 | 757 | 752
2017-01-17 22:30 | 810 | 805
2017-01-17 23:00 | 923 | 918
2017-01-17 23:30 | 826 | 820
2017-01-18 | 740 | 733
2017-01-18 00:30 | 738 | 731
2017-01-18 01:00 | 712 | 704
2017-01-18 01:30 | 673 | 664
2017-01-18 02:00 | 611 | 600
2017-01-18 02:30 | 580 | 568
2017-01-18 03:00 | 548 | 534
2017-01-18 03:30 | 521 | 505
2017-01-18 04:00 | 505 | 489
2017-01-18 04:30 | 520 | 509
2017-01-18 05:00 | 555 | 545
2017-01-18 05:30 | 543 | 532
2017-01-18 06:00 | 560 | 550
2017-01-18 06:30 | 669 | 663
2017-01-18 07:00 | 702 | 699
2017-01-18 07:30 | 665 | 662
2017-01-18 08:00 | 659 | 655
2017-01-18 08:30 | 624 | 620
2017-01-18 09:00 | 613 | 610
2017-01-18 09:30 | 646 | 643
2017-01-18 10:00 | 710 | 708
2017-01-18 10:30 | 641 | 639
2017-01-18 11:00 | 706 | 704
2017-01-18 11:30 | 701 | 699
2017-01-18 12:00 | 772 | 771
2017-01-18 12:30 | 807 | 806
2017-01-18 13:00 | 877 | 876
2017-01-18 13:30 | 955 | 955
2017-01-18 14:00 | 946 | 946
2017-01-18 14:30 | 997 | 997
2017-01-18 15:00 | 1008 | 1007
2017-01-18 15:30 | 1028 | 1028
2017-01-18 16:00 | 1088 | 1087
2017-01-18 16:30 | 1079 | 1078
2017-01-18 17:00 | 1094 | 1093
2017-01-18 17:30 | 1099 | 1099
2017-01-18 18:00 | 1116 | 1116
2017-01-18 18:30 | 1090 | 1090
2017-01-18 19:00 | 1061 | 1061
2017-01-18 19:30 | 1044 | 1044
2017-01-18 20:00 | 1071 | 1071
2017-01-18 20:30 | 1109 | 1109
2017-01-18 21:00 | 1096 | 1096
2017-01-18 21:30 | 1051 | 1051
2017-01-18 22:00 | 1041 | 1040
2017-01-18 22:30 | 1018 | 1016
2017-01-18 23:00 | 885 | 882
2017-01-18 23:30 | 930 | 926
2017-01-19 | 906 | 903
2017-01-19 00:30 | 907 | 904
2017-01-19 01:00 | 917 | 914
2017-01-19 01:30 | 923 | 921
2017-01-19 02:00 | 896 | 894
2017-01-19 02:30 | 841 | 838
2017-01-19 03:00 | 819 | 816
2017-01-19 03:30 | 793 | 789
2017-01-19 04:00 | 788 | 784
2017-01-19 04:30 | 819 | 816
2017-01-19 05:00 | 831 | 828
2017-01-19 05:30 | 806 | 803
2017-01-19 06:00 | 809 | 807
2017-01-19 06:30 | 859 | 857
2017-01-19 07:00 | 828 | 826
2017-01-19 07:30 | 945 | 943
2017-01-19 08:00 | 1024 | 1023
2017-01-19 08:30 | 1041 | 1040
2017-01-19 09:00 | 1002 | 1001
2017-01-19 09:30 | 940 | 940
2017-01-19 10:00 | 942 | 941
2017-01-19 10:30 | 952 | 951
2017-01-19 11:00 | 963 | 963
2017-01-19 11:30 | 991 | 991
2017-01-19 12:00 | 1044 | 1044
2017-01-19 12:30 | 1044 | 1044
2017-01-19 13:00 | 1032 | 1032
2017-01-19 13:30 | 992 | 992
2017-01-19 14:00 | 970 | 970
2017-01-19 14:30 | 991 | 990
2017-01-19 15:00 | 1038 | 1038
2017-01-19 15:30 | 1038 | 1037
2017-01-19 16:00 | 1022 | 1021
2017-01-19 16:30 | 1026 | 1025
2017-01-19 17:00 | 1029 | 1028
2017-01-19 17:30 | 1061 | 1061
2017-01-19 18:00 | 1050 | 1050
2017-01-19 18:30 | 1029 | 1028
2017-01-19 19:00 | 1053 | 1053
2017-01-19 19:30 | 1020 | 1020
2017-01-19 20:00 | 1033 | 1033
2017-01-19 20:30 | 1054 | 1054
2017-01-19 21:00 | 1037 | 1036
2017-01-19 21:30 | 994 | 992
2017-01-19 22:00 | 947 | 946
2017-01-19 22:30 | 923 | 921
2017-01-19 23:00 | 964 | 962
2017-01-19 23:30 | 899 | 895
2017-01-20 | 803 | 797
2017-01-20 00:30 | 788 | 781
2017-01-20 01:00 | 801 | 795
2017-01-20 01:30 | 756 | 749
2017-01-20 02:00 | 729 | 721
2017-01-20 02:30 | 695 | 686
2017-01-20 03:00 | 642 | 631
2017-01-20 03:30 | 643 | 633
2017-01-20 04:00 | 640 | 629
2017-01-20 04:30 | 655 | 646
2017-01-20 05:00 | 675 | 666
2017-01-20 05:30 | 709 | 701
2017-01-20 06:00 | 764 | 760
2017-01-20 06:30 | 834 | 831
2017-01-20 07:00 | 817 | 816
2017-01-20 07:30 | 896 | 895
2017-01-20 08:00 | 969 | 969
2017-01-20 08:30 | 962 | 962
2017-01-20 09:00 | 996 | 996
2017-01-20 09:30 | 1001 | 1001
2017-01-20 10:00 | 1022 | 1022
2017-01-20 10:30 | 1065 | 1065
2017-01-20 11:00 | 1005 | 1005
2017-01-20 11:30 | 1029 | 1028
2017-01-20 12:00 | 1063 | 1063
2017-01-20 12:30 | 1007 | 1007
2017-01-20 13:00 | 987 | 987
2017-01-20 13:30 | 994 | 994
2017-01-20 14:00 | 968 | 968
2017-01-20 14:30 | 1009 | 1009
2017-01-20 15:00 | 1026 | 1026
2017-01-20 15:30 | 1027 | 1026
2017-01-20 16:00 | 1086 | 1085
2017-01-20 16:30 | 1103 | 1102
2017-01-20 17:00 | 1080 | 1079
2017-01-20 17:30 | 1080 | 1079
2017-01-20 18:00 | 1084 | 1084
2017-01-20 18:30 | 1055 | 1055
2017-01-20 19:00 | 1058 | 1058
2017-01-20 19:30 | 1061 | 1060
2017-01-20 20:00 | 1080 | 1080
2017-01-20 20:30 | 1086 | 1086
2017-01-20 21:00 | 1088 | 1088
2017-01-20 21:30 | 1062 | 1062
2017-01-20 22:00 | 1010 | 1009
2017-01-20 22:30 | 975 | 974
2017-01-20 23:00 | 966 | 965
2017-01-20 23:30 | 892 | 888
2017-01-21 | 829 | 823
2017-01-21 00:30 | 805 | 800
2017-01-21 01:00 | 806 | 800
2017-01-21 01:30 | 838 | 833
2017-01-21 02:00 | 810 | 804
2017-01-21 02:30 | 779 | 769
2017-01-21 03:00 | 752 | 741
2017-01-21 03:30 | 723 | 711
2017-01-21 04:00 | 685 | 671
2017-01-21 04:30 | 711 | 698
2017-01-21 05:00 | 716 | 704
2017-01-21 05:30 | 711 | 699
2017-01-21 06:00 | 702 | 689
2017-01-21 06:30 | 742 | 732
2017-01-21 07:00 | 744 | 738
2017-01-21 07:30 | 764 | 761
2017-01-21 08:00 | 820 | 818
2017-01-21 08:30 | 853 | 853
2017-01-21 09:00 | 897 | 897
2017-01-21 09:30 | 872 | 872
2017-01-21 10:00 | 906 | 905
2017-01-21 10:30 | 988 | 988
2017-01-21 11:00 | 1002 | 1002
2017-01-21 11:30 | 1001 | 1001
2017-01-21 12:00 | 1034 | 1034
2017-01-21 12:30 | 1060 | 1060
2017-01-21 13:00 | 1051 | 1051
2017-01-21 13:30 | 1040 | 1040
2017-01-21 14:00 | 1036 | 1035
2017-01-21 14:30 | 1003 | 1003
2017-01-21 15:00 | 946 | 946
2017-01-21 15:30 | 919 | 918
2017-01-21 16:00 | 932 | 932
2017-01-21 16:30 | 928 | 927
2017-01-21 17:00 | 937 | 936
2017-01-21 17:30 | 963 | 962
2017-01-21 18:00 | 966 | 965
2017-01-21 18:30 | 964 | 962
2017-01-21 19:00 | 982 | 981
2017-01-21 19:30 | 999 | 998
2017-01-21 20:00 | 992 | 991
2017-01-21 20:30 | 984 | 983
2017-01-21 21:00 | 966 | 965
2017-01-21 21:30 | 906 | 903
2017-01-21 22:00 | 833 | 827
2017-01-21 22:30 | 867 | 862
2017-01-21 23:00 | 914 | 910
2017-01-21 23:30 | 854 | 848
2017-01-22 | 757 | 745
2017-01-22 00:30 | 718 | 704
2017-01-22 01:00 | 700 | 687
2017-01-22 01:30 | 653 | 634
2017-01-22 02:00 | 617 | 593
2017-01-22 02:30 | 571 | 543
2017-01-22 03:00 | 542 | 512
2017-01-22 03:30 | 528 | 495
2017-01-22 04:00 | 506 | 470
2017-01-22 04:30 | 515 | 482
2017-01-22 05:00 | 522 | 490
2017-01-22 05:30 | 516 | 483
2017-01-22 06:00 | 502 | 466
2017-01-22 06:30 | 512 | 478
2017-01-22 07:00 | 559 | 531
2017-01-22 07:30 | 561 | 538
2017-01-22 08:00 | 574 | 559
2017-01-22 08:30 | 596 | 586
2017-01-22 09:00 | 624 | 617
2017-01-22 09:30 | 664 | 659
2017-01-22 10:00 | 691 | 686
2017-01-22 10:30 | 646 | 640
2017-01-22 11:00 | 659 | 654
2017-01-22 11:30 | 655 | 649
2017-01-22 12:00 | 677 | 672
2017-01-22 12:30 | 710 | 705
2017-01-22 13:00 | 680 | 675
2017-01-22 13:30 | 629 | 623
2017-01-22 14:00 | 642 | 636
2017-01-22 14:30 | 620 | 614
2017-01-22 15:00 | 646 | 641
2017-01-22 15:30 | 690 | 686
2017-01-22 16:00 | 701 | 698
2017-01-22 16:30 | 731 | 728
2017-01-22 17:00 | 780 | 778
2017-01-22 17:30 | 815 | 813
2017-01-22 18:00 | 792 | 791
2017-01-22 18:30 | 822 | 821
2017-01-22 19:00 | 844 | 843
2017-01-22 19:30 | 831 | 830
2017-01-22 20:00 | 853 | 853
2017-01-22 20:30 | 834 | 833
2017-01-22 21:00 | 741 | 738
2017-01-22 21:30 | 692 | 687
2017-01-22 22:00 | 628 | 617
2017-01-22 22:30 | 669 | 661
2017-01-22 23:00 | 732 | 726
2017-01-22 23:30 | 696 | 687
2017-01-23 | 611 | 599
2017-01-23 00:30 | 540 | 522
2017-01-23 01:00 | 525 | 507
2017-01-23 01:30 | 522 | 505
2017-01-23 02:00 | 526 | 504
2017-01-23 02:30 | 528 | 505
2017-01-23 03:00 | 499 | 473
2017-01-23 03:30 | 482 | 454
2017-01-23 04:00 | 472 | 443
2017-01-23 04:30 | 450 | 419
2017-01-23 05:00 | 460 | 431
2017-01-23 05:30 | 529 | 508
2017-01-23 06:00 | 588 | 573
2017-01-23 06:30 | 682 | 675
2017-01-23 07:00 | 762 | 759
2017-01-23 07:30 | 791 | 789
2017-01-23 08:00 | 768 | 767
2017-01-23 08:30 | 804 | 804
2017-01-23 09:00 | 810 | 809
2017-01-23 09:30 | 819 | 818
2017-01-23 10:00 | 807 | 807
2017-01-23 10:30 | 793 | 792
2017-01-23 11:00 | 812 | 811
2017-01-23 11:30 | 834 | 834
2017-01-23 12:00 | 845 | 844
2017-01-23 12:30 | 794 | 793
2017-01-23 13:00 | 789 | 787
2017-01-23 13:30 | 809 | 807
2017-01-23 14:00 | 844 | 843
2017-01-23 14:30 | 872 | 872
2017-01-23 15:00 | 874 | 874
2017-01-23 15:30 | 874 | 873
2017-01-23 16:00 | 908 | 907
2017-01-23 16:30 | 907 | 906
2017-01-23 17:00 | 894 | 893
2017-01-23 17:30 | 966 | 965
2017-01-23 18:00 | 975 | 975
2017-01-23 18:30 | 975 | 974
2017-01-23 19:00 | 980 | 979
2017-01-23 19:30 | 986 | 985
2017-01-23 20:00 | 983 | 982
2017-01-23 20:30 | 957 | 956
2017-01-23 21:00 | 899 | 897
2017-01-23 21:30 | 837 | 833
2017-01-23 22:00 | 725 | 719
2017-01-23 22:30 | 775 | 769
2017-01-23 23:00 | 835 | 830
2017-01-23 23:30 | 770 | 763
2017-01-24 | 717 | 708
2017-01-24 00:30 | 713 | 703
2017-01-24 01:00 | 689 | 678
2017-01-24 01:30 | 652 | 636
2017-01-24 02:00 | 623 | 604
2017-01-24 02:30 | 579 | 556
2017-01-24 03:00 | 547 | 521
2017-01-24 03:30 | 529 | 502
2017-01-24 04:00 | 529 | 501
2017-01-24 04:30 | 559 | 535
2017-01-24 05:00 | 585 | 564
2017-01-24 05:30 | 588 | 567
2017-01-24 06:00 | 636 | 619
2017-01-24 06:30 | 693 | 683
2017-01-24 07:00 | 770 | 764
2017-01-24 07:30 | 811 | 808
2017-01-24 08:00 | 781 | 778
2017-01-24 08:30 | 777 | 774
2017-01-24 09:00 | 746 | 743
2017-01-24 09:30 | 772 | 768
2017-01-24 10:00 | 749 | 744
2017-01-24 10:30 | 752 | 746
2017-01-24 11:00 | 763 | 759
2017-01-24 11:30 | 774 | 770
2017-01-24 12:00 | 801 | 798
2017-01-24 12:30 | 827 | 824
2017-01-24 13:00 | 799 | 796
2017-01-24 13:30 | 755 | 753
2017-01-24 14:00 | 782 | 781
2017-01-24 14:30 | 783 | 782
2017-01-24 15:00 | 789 | 788
2017-01-24 15:30 | 836 | 836
2017-01-24 16:00 | 896 | 896
2017-01-24 16:30 | 980 | 980
2017-01-24 17:00 | 853 | 853
2017-01-24 17:30 | 989 | 989
2017-01-24 18:00 | 1074 | 1074
2017-01-24 18:30 | 1036 | 1036
2017-01-24 19:00 | 1042 | 1042
2017-01-24 19:30 | 1029 | 1029
2017-01-24 20:00 | 1025 | 1025
2017-01-24 20:30 | 999 | 999
2017-01-24 21:00 | 998 | 998
2017-01-24 21:30 | 984 | 983
2017-01-24 22:00 | 950 | 947
2017-01-24 22:30 | 911 | 906
2017-01-24 23:00 | 923 | 918
2017-01-24 23:30 | 827 | 823
2017-01-25 | 737 | 725
2017-01-25 00:30 | 760 | 746
2017-01-25 01:00 | 740 | 725
2017-01-25 01:30 | 721 | 705
2017-01-25 02:00 | 693 | 674
2017-01-25 02:30 | 662 | 641
2017-01-25 03:00 | 619 | 598
2017-01-25 03:30 | 603 | 581
2017-01-25 04:00 | 606 | 584
2017-01-25 04:30 | 641 | 622
2017-01-25 05:00 | 655 | 638
2017-01-25 05:30 | 675 | 663
2017-01-25 06:00 | 703 | 695
2017-01-25 06:30 | 795 | 792
2017-01-25 07:00 | 899 | 897
2017-01-25 07:30 | 862 | 860
2017-01-25 08:00 | 852 | 850
2017-01-25 08:30 | 845 | 843
2017-01-25 09:00 | 867 | 864
2017-01-25 09:30 | 917 | 916
2017-01-25 10:00 | 913 | 912
2017-01-25 10:30 | 961 | 960
2017-01-25 11:00 | 954 | 954
2017-01-25 11:30 | 952 | 952
2017-01-25 12:00 | 993 | 993
2017-01-25 12:30 | 991 | 991
2017-01-25 13:00 | 981 | 981
2017-01-25 13:30 | 997 | 997
2017-01-25 14:00 | 978 | 978
2017-01-25 14:30 | 1008 | 1008
2017-01-25 15:00 | 997 | 997
2017-01-25 15:30 | 975 | 975
2017-01-25 16:00 | 1019 | 1019
2017-01-25 16:30 | 998 | 998
2017-01-25 17:00 | 1014 | 1014
2017-01-25 17:30 | 1011 | 1011
2017-01-25 18:00 | 1017 | 1017
2017-01-25 18:30 | 1016 | 1016
2017-01-25 19:00 | 1010 | 1010
2017-01-25 19:30 | 987 | 987
2017-01-25 20:00 | 981 | 981
2017-01-25 20:30 | 1012 | 1012
2017-01-25 21:00 | 1030 | 1030
2017-01-25 21:30 | 1011 | 1010
2017-01-25 22:00 | 980 | 979
2017-01-25 22:30 | 979 | 978
2017-01-25 23:00 | 981 | 979
2017-01-25 23:30 | 928 | 925
2017-01-26 | 853 | 848
2017-01-26 00:30 | 828 | 823
2017-01-26 01:00 | 839 | 833
2017-01-26 01:30 | 809 | 799
2017-01-26 02:00 | 772 | 762
2017-01-26 02:30 | 740 | 730
2017-01-26 03:00 | 699 | 686
2017-01-26 03:30 | 686 | 672
2017-01-26 04:00 | 727 | 716
2017-01-26 04:30 | 620 | 603
2017-01-26 05:00 | 610 | 593
2017-01-26 05:30 | 583 | 563
2017-01-26 06:00 | 592 | 573
2017-01-26 06:30 | 642 | 630
2017-01-26 07:00 | 735 | 728
2017-01-26 07:30 | 765 | 758
2017-01-26 08:00 | 759 | 752
2017-01-26 08:30 | 822 | 817
2017-01-26 09:00 | 830 | 825
2017-01-26 09:30 | 831 | 826
2017-01-26 10:00 | 868 | 865
2017-01-26 10:30 | 869 | 868
2017-01-26 11:00 | 859 | 858
2017-01-26 11:30 | 898 | 897
2017-01-26 12:00 | 892 | 891
2017-01-26 12:30 | 899 | 899
2017-01-26 13:00 | 946 | 945
2017-01-26 13:30 | 961 | 960
2017-01-26 14:00 | 984 | 984
2017-01-26 14:30 | 1005 | 1004
2017-01-26 15:00 | 1011 | 1011
2017-01-26 15:30 | 1025 | 1025
2017-01-26 16:00 | 1075 | 1075
2017-01-26 16:30 | 1052 | 1052
2017-01-26 17:00 | 982 | 982
2017-01-26 17:30 | 1017 | 1017
2017-01-26 18:00 | 1025 | 1025
2017-01-26 18:30 | 1068 | 1068
2017-01-26 19:00 | 1077 | 1077
2017-01-26 19:30 | 1093 | 1093
2017-01-26 20:00 | 1103 | 1103
2017-01-26 20:30 | 1080 | 1080
2017-01-26 21:00 | 1065 | 1064
2017-01-26 21:30 | 1010 | 1009
2017-01-26 22:00 | 980 | 979
2017-01-26 22:30 | 808 | 805
2017-01-26 23:00 | 910 | 907
2017-01-26 23:30 | 907 | 903
2017-01-27 | 874 | 869
2017-01-27 00:30 | 849 | 844
2017-01-27 01:00 | 827 | 822
2017-01-27 01:30 | 823 | 817
2017-01-27 02:00 | 796 | 790
2017-01-27 02:30 | 770 | 763
2017-01-27 03:00 | 731 | 723
2017-01-27 03:30 | 719 | 711
2017-01-27 04:00 | 792 | 786
2017-01-27 04:30 | 726 | 718
2017-01-27 05:00 | 726 | 719
2017-01-27 05:30 | 773 | 767
2017-01-27 06:00 | 803 | 797
2017-01-27 06:30 | 851 | 848
2017-01-27 07:00 | 863 | 861
2017-01-27 07:30 | 921 | 920
2017-01-27 08:00 | 943 | 943
2017-01-27 08:30 | 950 | 949
2017-01-27 09:00 | 974 | 974
2017-01-27 09:30 | 994 | 993
2017-01-27 10:00 | 1031 | 1031
2017-01-27 10:30 | 1019 | 1019
2017-01-27 11:00 | 781 | 781
2017-01-27 11:30 | 881 | 881
2017-01-27 12:00 | 1023 | 1023
2017-01-27 12:30 | 1003 | 1003
2017-01-27 13:00 | 965 | 965
2017-01-27 13:30 | 973 | 973
2017-01-27 14:00 | 971 | 971
2017-01-27 14:30 | 960 | 960
2017-01-27 15:00 | 980 | 980
2017-01-27 15:30 | 902 | 902
2017-01-27 16:00 | 930 | 930
2017-01-27 16:30 | 934 | 934
2017-01-27 17:00 | 926 | 926
2017-01-27 17:30 | 971 | 971
2017-01-27 18:00 | 977 | 977
2017-01-27 18:30 | 979 | 979
2017-01-27 19:00 | 1018 | 1018
2017-01-27 19:30 | 1027 | 1027
2017-01-27 20:00 | 1067 | 1067
2017-01-27 20:30 | 1035 | 1035
2017-01-27 21:00 | 982 | 982
2017-01-27 21:30 | 946 | 944
2017-01-27 22:00 | 898 | 894
2017-01-27 22:30 | 905 | 902
2017-01-27 23:00 | 881 | 878
2017-01-27 23:30 | 900 | 897
2017-01-28 | 861 | 856
2017-01-28 00:30 | 820 | 813
2017-01-28 01:00 | 836 | 830
2017-01-28 01:30 | 805 | 798
2017-01-28 02:00 | 780 | 773
2017-01-28 02:30 | 731 | 723
2017-01-28 03:00 | 687 | 678
2017-01-28 03:30 | 688 | 679
2017-01-28 04:00 | 683 | 674
2017-01-28 04:30 | 679 | 669
2017-01-28 05:00 | 692 | 682
2017-01-28 05:30 | 689 | 680
2017-01-28 06:00 | 681 | 671
2017-01-28 06:30 | 694 | 685
2017-01-28 07:00 | 764 | 757
2017-01-28 07:30 | 788 | 781
2017-01-28 08:00 | 801 | 795
2017-01-28 08:30 | 783 | 777
2017-01-28 09:00 | 818 | 813
2017-01-28 09:30 | 832 | 827
2017-01-28 10:00 | 834 | 831
2017-01-28 10:30 | 865 | 862
2017-01-28 11:00 | 876 | 875
2017-01-28 11:30 | 887 | 886
2017-01-28 12:00 | 896 | 895
2017-01-28 12:30 | 874 | 873
2017-01-28 13:00 | 877 | 876
2017-01-28 13:30 | 893 | 893
2017-01-28 14:00 | 903 | 903
2017-01-28 14:30 | 923 | 922
2017-01-28 15:00 | 925 | 924
2017-01-28 15:30 | 946 | 945
2017-01-28 16:00 | 984 | 983
2017-01-28 16:30 | 1006 | 1006
2017-01-28 17:00 | 1008 | 1007
2017-01-28 17:30 | 983 | 982
2017-01-28 18:00 | 950 | 950
2017-01-28 18:30 | 996 | 996
2017-01-28 19:00 | 955 | 954
2017-01-28 19:30 | 952 | 952
2017-01-28 20:00 | 995 | 995
2017-01-28 20:30 | 1028 | 1028
2017-01-28 21:00 | 1008 | 1007
2017-01-28 21:30 | 957 | 956
2017-01-28 22:00 | 952 | 951
2017-01-28 22:30 | 926 | 924
2017-01-28 23:00 | 895 | 893
2017-01-28 23:30 | 866 | 862
2017-01-29 | 810 | 802
2017-01-29 00:30 | 794 | 782
2017-01-29 01:00 | 804 | 791
2017-01-29 01:30 | 786 | 771
2017-01-29 02:00 | 743 | 726
2017-01-29 02:30 | 713 | 694
2017-01-29 03:00 | 651 | 629
2017-01-29 03:30 | 632 | 608
2017-01-29 04:00 | 676 | 655
2017-01-29 04:30 | 622 | 597
2017-01-29 05:00 | 641 | 617
2017-01-29 05:30 | 636 | 612
2017-01-29 06:00 | 626 | 601
2017-01-29 06:30 | 642 | 618
2017-01-29 07:00 | 697 | 678
2017-01-29 07:30 | 697 | 687
2017-01-29 08:00 | 710 | 704
2017-01-29 08:30 | 753 | 749
2017-01-29 09:00 | 744 | 739
2017-01-29 09:30 | 725 | 720
2017-01-29 10:00 | 721 | 716
2017-01-29 10:30 | 720 | 715
2017-01-29 11:00 | 750 | 746
2017-01-29 11:30 | 657 | 654
2017-01-29 12:00 | 679 | 675
2017-01-29 12:30 | 691 | 686
2017-01-29 13:00 | 671 | 665
2017-01-29 13:30 | 687 | 682
2017-01-29 14:00 | 718 | 714
2017-01-29 14:30 | 757 | 754
2017-01-29 15:00 | 783 | 780
2017-01-29 15:30 | 889 | 887
2017-01-29 16:00 | 895 | 893
2017-01-29 16:30 | 731 | 728
2017-01-29 17:00 | 907 | 906
2017-01-29 17:30 | 941 | 940
2017-01-29 18:00 | 875 | 874
2017-01-29 18:30 | 854 | 853
2017-01-29 19:00 | 960 | 959
2017-01-29 19:30 | 921 | 921
2017-01-29 20:00 | 988 | 988
2017-01-29 20:30 | 989 | 988
2017-01-29 21:00 | 972 | 971
2017-01-29 21:30 | 953 | 951
2017-01-29 22:00 | 931 | 929
2017-01-29 22:30 | 892 | 890
2017-01-29 23:00 | 839 | 836
2017-01-29 23:30 | 844 | 840
2017-01-30 | 849 | 843
2017-01-30 00:30 | 832 | 826
2017-01-30 01:00 | 827 | 822
2017-01-30 01:30 | 858 | 853
2017-01-30 02:00 | 840 | 834
2017-01-30 02:30 | 824 | 817
2017-01-30 03:00 | 799 | 792
2017-01-30 03:30 | 782 | 775
2017-01-30 04:00 | 773 | 766
2017-01-30 04:30 | 797 | 790
2017-01-30 05:00 | 796 | 789
2017-01-30 05:30 | 752 | 745
2017-01-30 06:00 | 776 | 769
2017-01-30 06:30 | 788 | 783
2017-01-30 07:00 | 811 | 809
2017-01-30 07:30 | 889 | 888
2017-01-30 08:00 | 942 | 941
2017-01-30 08:30 | 962 | 962
2017-01-30 09:00 | 912 | 911
2017-01-30 09:30 | 950 | 950
2017-01-30 10:00 | 992 | 991
2017-01-30 10:30 | 989 | 989
2017-01-30 11:00 | 972 | 971
2017-01-30 11:30 | 910 | 909
2017-01-30 12:00 | 882 | 881
2017-01-30 12:30 | 908 | 907
2017-01-30 13:00 | 914 | 914
2017-01-30 13:30 | 880 | 880
2017-01-30 14:00 | 913 | 912
2017-01-30 14:30 | 883 | 882
2017-01-30 15:00 | 863 | 862
2017-01-30 15:30 | 882 | 881
2017-01-30 16:00 | 910 | 909
2017-01-30 16:30 | 991 | 991
2017-01-30 17:00 | 978 | 977
2017-01-30 17:30 | 1003 | 1003
2017-01-30 18:00 | 1017 | 1017
2017-01-30 18:30 | 960 | 959
2017-01-30 19:00 | 979 | 978
2017-01-30 19:30 | 1012 | 1011
2017-01-30 20:00 | 1007 | 1006
2017-01-30 20:30 | 965 | 964
2017-01-30 21:00 | 932 | 930
2017-01-30 21:30 | 888 | 885
2017-01-30 22:00 | 812 | 806
2017-01-30 22:30 | 859 | 854
2017-01-30 23:00 | 889 | 884
2017-01-30 23:30 | 887 | 881
2017-01-31 | 846 | 839
2017-01-31 00:30 | 818 | 813
2017-01-31 01:00 | 813 | 807
2017-01-31 01:30 | 794 | 787
2017-01-31 02:00 | 777 | 770
2017-01-31 02:30 | 745 | 737
2017-01-31 03:00 | 704 | 691
2017-01-31 03:30 | 695 | 681
2017-01-31 04:00 | 704 | 690
2017-01-31 04:30 | 665 | 650
2017-01-31 05:00 | 677 | 663
2017-01-31 05:30 | 720 | 708
2017-01-31 06:00 | 775 | 768
2017-01-31 06:30 | 803 | 799
2017-01-31 07:00 | 812 | 809
2017-01-31 07:30 | 921 | 919
2017-01-31 08:00 | 937 | 934
2017-01-31 08:30 | 913 | 910
2017-01-31 09:00 | 906 | 904
2017-01-31 09:30 | 902 | 901
2017-01-31 10:00 | 933 | 932
2017-01-31 10:30 | 962 | 961
2017-01-31 11:00 | 948 | 947
2017-01-31 11:30 | 957 | 955
2017-01-31 12:00 | 979 | 978
2017-01-31 12:30 | 990 | 990
2017-01-31 13:00 | 945 | 945
2017-01-31 13:30 | 924 | 923
2017-01-31 14:00 | 998 | 998
2017-01-31 14:30 | 1029 | 1029
2017-01-31 15:00 | 1057 | 1057
2017-01-31 15:30 | 1034 | 1034
2017-01-31 16:00 | 936 | 936
2017-01-31 16:30 | 1017 | 1017
2017-01-31 17:00 | 1019 | 1019
2017-01-31 17:30 | 1044 | 1044
2017-01-31 18:00 | 1048 | 1048
2017-01-31 18:30 | 902 | 902
2017-01-31 19:00 | 1049 | 1049
2017-01-31 19:30 | 859 | 858
2017-01-31 20:00 | 1014 | 1014
2017-01-31 20:30 | 952 | 952
2017-01-31 21:00 | 959 | 958
2017-01-31 21:30 | 1011 | 1010
2017-01-31 22:00 | 1036 | 1035
2017-01-31 22:30 | 975 | 973
2017-01-31 23:00 | 931 | 928
2017-01-31 23:30 | 858 | 853
2017-02-01 | 869 | 865
2017-02-01 00:30 | 892 | 888
2017-02-01 01:00 | 620 | 612
2017-02-01 01:30 | 792 | 787
2017-02-01 02:00 | 829 | 824
2017-02-01 02:30 | 825 | 819
2017-02-01 03:00 | 784 | 777
2017-02-01 03:30 | 819 | 813
2017-02-01 04:00 | 821 | 814
2017-02-01 04:30 | 836 | 830
2017-02-01 05:00 | 857 | 851
2017-02-01 05:30 | 852 | 847
2017-02-01 06:00 | 778 | 772
2017-02-01 06:30 | 784 | 780
2017-02-01 07:00 | 857 | 855
2017-02-01 07:30 | 1011 | 1011
2017-02-01 08:00 | 1007 | 1007
2017-02-01 08:30 | 1014 | 1014
2017-02-01 09:00 | 991 | 990
2017-02-01 09:30 | 1022 | 1022
2017-02-01 10:00 | 989 | 989
2017-02-01 10:30 | 989 | 989
2017-02-01 11:00 | 995 | 995
2017-02-01 11:30 | 1023 | 1023
2017-02-01 12:00 | 1065 | 1064
2017-02-01 12:30 | 1029 | 1028
2017-02-01 13:00 | 1051 | 1050
2017-02-01 13:30 | 1012 | 1012
2017-02-01 14:00 | 1043 | 1042
2017-02-01 14:30 | 1054 | 1054
2017-02-01 15:00 | 1066 | 1065
2017-02-01 15:30 | 1022 | 1022
2017-02-01 16:00 | 1104 | 1104
2017-02-01 16:30 | 1063 | 1063
2017-02-01 17:00 | 1030 | 1030
2017-02-01 17:30 | 1049 | 1049
2017-02-01 18:00 | 1073 | 1073
2017-02-01 18:30 | 972 | 971
2017-02-01 19:00 | 977 | 976
2017-02-01 19:30 | 954 | 953
2017-02-01 20:00 | 977 | 976
2017-02-01 20:30 | 970 | 969
2017-02-01 21:00 | 1003 | 1001
2017-02-01 21:30 | 968 | 966
2017-02-01 22:00 | 937 | 934
2017-02-01 22:30 | 918 | 914
2017-02-01 23:00 | 845 | 841
2017-02-01 23:30 | 824 | 816
2017-02-02 | 838 | 831
2017-02-02 00:30 | 867 | 861
2017-02-02 01:00 | 886 | 880
2017-02-02 01:30 | 868 | 863
2017-02-02 02:00 | 825 | 818
2017-02-02 02:30 | 789 | 781
2017-02-02 03:00 | 687 | 677
2017-02-02 03:30 | 659 | 648
2017-02-02 04:00 | 659 | 648
2017-02-02 04:30 | 678 | 667
2017-02-02 05:00 | 709 | 700
2017-02-02 05:30 | 727 | 721
2017-02-02 06:00 | 724 | 718
2017-02-02 06:30 | 799 | 796
2017-02-02 07:00 | 858 | 856
2017-02-02 07:30 | 928 | 927
2017-02-02 08:00 | 975 | 974
2017-02-02 08:30 | 993 | 992
2017-02-02 09:00 | 988 | 987
2017-02-02 09:30 | 940 | 939
2017-02-02 10:00 | 919 | 917
2017-02-02 10:30 | 945 | 944
2017-02-02 11:00 | 981 | 981
2017-02-02 11:30 | 1000 | 1000
2017-02-02 12:00 | 991 | 990
2017-02-02 12:30 | 979 | 978
2017-02-02 13:00 | 1007 | 1007
2017-02-02 13:30 | 992 | 992
2017-02-02 14:00 | 1028 | 1027
2017-02-02 14:30 | 1022 | 1022
2017-02-02 15:00 | 991 | 991
2017-02-02 15:30 | 1009 | 1009
2017-02-02 16:00 | 1035 | 1035
2017-02-02 16:30 | 1026 | 1026
2017-02-02 17:00 | 1045 | 1044
2017-02-02 17:30 | 1074 | 1074
2017-02-02 18:00 | 1070 | 1070
2017-02-02 18:30 | 1054 | 1053
2017-02-02 19:00 | 1010 | 1010
2017-02-02 19:30 | 1008 | 1008
2017-02-02 20:00 | 1028 | 1028
2017-02-02 20:30 | 1029 | 1028
2017-02-02 21:00 | 1050 | 1049
2017-02-02 21:30 | 1023 | 1022
2017-02-02 22:00 | 916 | 913
2017-02-02 22:30 | 859 | 855
2017-02-02 23:00 | 939 | 935
2017-02-02 23:30 | 862 | 857
2017-02-03 | 833 | 829
2017-02-03 00:30 | 886 | 883
2017-02-03 01:00 | 871 | 868
2017-02-03 01:30 | 829 | 825
2017-02-03 02:00 | 820 | 813
2017-02-03 02:30 | 818 | 810
2017-02-03 03:00 | 804 | 796
2017-02-03 03:30 | 818 | 810
2017-02-03 04:00 | 828 | 820
2017-02-03 04:30 | 809 | 802
2017-02-03 05:00 | 817 | 810
2017-02-03 05:30 | 819 | 813
2017-02-03 06:00 | 858 | 853
2017-02-03 06:30 | 866 | 862
2017-02-03 07:00 | 821 | 818
2017-02-03 07:30 | 874 | 872
2017-02-03 08:00 | 883 | 880
2017-02-03 08:30 | 859 | 857
2017-02-03 09:00 | 841 | 838
2017-02-03 09:30 | 955 | 954
2017-02-03 10:00 | 967 | 966
2017-02-03 10:30 | 859 | 856
2017-02-03 11:00 | 879 | 877
2017-02-03 11:30 | 926 | 925
2017-02-03 12:00 | 832 | 830
2017-02-03 12:30 | 935 | 933
2017-02-03 13:00 | 958 | 957
2017-02-03 13:30 | 988 | 987
2017-02-03 14:00 | 1017 | 1017
2017-02-03 14:30 | 994 | 993
2017-02-03 15:00 | 980 | 979
2017-02-03 15:30 | 1025 | 1025
2017-02-03 16:00 | 1073 | 1073
2017-02-03 16:30 | 1063 | 1063
2017-02-03 17:00 | 990 | 989
2017-02-03 17:30 | 1035 | 1035
2017-02-03 18:00 | 1021 | 1021
2017-02-03 18:30 | 963 | 961
2017-02-03 19:00 | 950 | 949
2017-02-03 19:30 | 964 | 963
2017-02-03 20:00 | 965 | 964
2017-02-03 20:30 | 962 | 961
2017-02-03 21:00 | 927 | 924
2017-02-03 21:30 | 855 | 848
2017-02-03 22:00 | 764 | 756
2017-02-03 22:30 | 828 | 822
2017-02-03 23:00 | 921 | 918
2017-02-03 23:30 | 889 | 884
2017-02-04 | 863 | 857
2017-02-04 00:30 | 825 | 818
2017-02-04 01:00 | 764 | 754
2017-02-04 01:30 | 741 | 730
2017-02-04 02:00 | 723 | 710
2017-02-04 02:30 | 700 | 686
2017-02-04 03:00 | 699 | 681
2017-02-04 03:30 | 649 | 629
2017-02-04 04:00 | 635 | 614
2017-02-04 04:30 | 687 | 669
2017-02-04 05:00 | 677 | 658
2017-02-04 05:30 | 689 | 671
2017-02-04 06:00 | 689 | 670
2017-02-04 06:30 | 672 | 653
2017-02-04 07:00 | 736 | 723
2017-02-04 07:30 | 738 | 728
2017-02-04 08:00 | 717 | 708
2017-02-04 08:30 | 780 | 774
2017-02-04 09:00 | 794 | 789
2017-02-04 09:30 | 835 | 832
2017-02-04 10:00 | 841 | 838
2017-02-04 10:30 | 896 | 894
2017-02-04 11:00 | 925 | 925
2017-02-04 11:30 | 928 | 928
2017-02-04 12:00 | 944 | 944
2017-02-04 12:30 | 908 | 908
2017-02-04 13:00 | 924 | 924
2017-02-04 13:30 | 941 | 941
2017-02-04 14:00 | 885 | 885
2017-02-04 14:30 | 936 | 936
2017-02-04 15:00 | 914 | 914
2017-02-04 15:30 | 933 | 933
2017-02-04 16:00 | 932 | 932
2017-02-04 16:30 | 949 | 949
2017-02-04 17:00 | 923 | 923
2017-02-04 17:30 | 950 | 950
2017-02-04 18:00 | 996 | 996
2017-02-04 18:30 | 1006 | 1006
2017-02-04 19:00 | 949 | 949
2017-02-04 19:30 | 965 | 965
2017-02-04 20:00 | 993 | 993
2017-02-04 20:30 | 979 | 978
2017-02-04 21:00 | 951 | 950
2017-02-04 21:30 | 913 | 911
2017-02-04 22:00 | 817 | 812
2017-02-04 22:30 | 798 | 791
2017-02-04 23:00 | 865 | 858
2017-02-04 23:30 | 849 | 842
2017-02-05 | 861 | 854
2017-02-05 00:30 | 813 | 804
2017-02-05 01:00 | 764 | 751
2017-02-05 01:30 | 700 | 686
2017-02-05 02:00 | 664 | 649
2017-02-05 02:30 | 647 | 631
2017-02-05 03:00 | 634 | 617
2017-02-05 03:30 | 621 | 603
2017-02-05 04:00 | 610 | 591
2017-02-05 04:30 | 618 | 599
2017-02-05 05:00 | 622 | 604
2017-02-05 05:30 | 587 | 566
2017-02-05 06:00 | 539 | 513
2017-02-05 06:30 | 543 | 520
2017-02-05 07:00 | 589 | 569
2017-02-05 07:30 | 609 | 594
2017-02-05 08:00 | 610 | 598
2017-02-05 08:30 | 652 | 642
2017-02-05 09:00 | 688 | 680
2017-02-05 09:30 | 725 | 721
2017-02-05 10:00 | 726 | 722
2017-02-05 10:30 | 769 | 765
2017-02-05 11:00 | 799 | 796
2017-02-05 11:30 | 835 | 833
2017-02-05 12:00 | 855 | 851
2017-02-05 12:30 | 872 | 869
2017-02-05 13:00 | 871 | 869
2017-02-05 13:30 | 881 | 879
2017-02-05 14:00 | 817 | 815
2017-02-05 14:30 | 803 | 802
2017-02-05 15:00 | 784 | 783
2017-02-05 15:30 | 830 | 829
2017-02-05 16:00 | 878 | 878
2017-02-05 16:30 | 798 | 798
2017-02-05 17:00 | 850 | 849
2017-02-05 17:30 | 886 | 886
2017-02-05 18:00 | 902 | 902
2017-02-05 18:30 | 861 | 861
2017-02-05 19:00 | 833 | 833
2017-02-05 19:30 | 842 | 842
2017-02-05 20:00 | 837 | 837
2017-02-05 20:30 | 815 | 814
2017-02-05 21:00 | 767 | 767
2017-02-05 21:30 | 784 | 783
2017-02-05 22:00 | 759 | 755
2017-02-05 22:30 | 762 | 758
2017-02-05 23:00 | 819 | 816
2017-02-05 23:30 | 782 | 777
2017-02-06 | 758 | 752
2017-02-06 00:30 | 669 | 661
2017-02-06 01:00 | 611 | 600
2017-02-06 01:30 | 621 | 610
2017-02-06 02:00 | 592 | 579
2017-02-06 02:30 | 556 | 541
2017-02-06 03:00 | 533 | 517
2017-02-06 03:30 | 541 | 525
2017-02-06 04:00 | 539 | 523
2017-02-06 04:30 | 544 | 528
2017-02-06 05:00 | 565 | 551
2017-02-06 05:30 | 609 | 598
2017-02-06 06:00 | 586 | 577
2017-02-06 06:30 | 692 | 687
2017-02-06 07:00 | 776 | 774
2017-02-06 07:30 | 868 | 866
2017-02-06 08:00 | 792 | 788
2017-02-06 08:30 | 778 | 775
2017-02-06 09:00 | 765 | 761
2017-02-06 09:30 | 803 | 800
2017-02-06 10:00 | 782 | 779
2017-02-06 10:30 | 796 | 792
2017-02-06 11:00 | 820 | 817
2017-02-06 11:30 | 765 | 763
2017-02-06 12:00 | 803 | 801
2017-02-06 12:30 | 828 | 826
2017-02-06 13:00 | 835 | 833
2017-02-06 13:30 | 821 | 820
2017-02-06 14:00 | 771 | 770
2017-02-06 14:30 | 764 | 762
2017-02-06 15:00 | 688 | 686
2017-02-06 15:30 | 668 | 666
2017-02-06 16:00 | 681 | 680
2017-02-06 16:30 | 715 | 714
2017-02-06 17:00 | 831 | 831
2017-02-06 17:30 | 942 | 942
2017-02-06 18:00 | 934 | 934
2017-02-06 18:30 | 933 | 933
2017-02-06 19:00 | 956 | 956
2017-02-06 19:30 | 967 | 967
2017-02-06 20:00 | 967 | 967
2017-02-06 20:30 | 943 | 943
2017-02-06 21:00 | 878 | 878
2017-02-06 21:30 | 855 | 853
2017-02-06 22:00 | 830 | 827
2017-02-06 22:30 | 815 | 810
2017-02-06 23:00 | 912 | 907
2017-02-06 23:30 | 846 | 839
2017-02-07 | 793 | 787
2017-02-07 00:30 | 737 | 730
2017-02-07 01:00 | 760 | 753
2017-02-07 01:30 | 724 | 716
2017-02-07 02:00 | 710 | 702
2017-02-07 02:30 | 645 | 636
2017-02-07 03:00 | 665 | 657
2017-02-07 03:30 | 667 | 659
2017-02-07 04:00 | 676 | 667
2017-02-07 04:30 | 656 | 647
2017-02-07 05:00 | 582 | 570
2017-02-07 05:30 | 600 | 588
2017-02-07 06:00 | 639 | 632
2017-02-07 06:30 | 714 | 711
2017-02-07 07:00 | 768 | 767
2017-02-07 07:30 | 830 | 829
2017-02-07 08:00 | 899 | 898
2017-02-07 08:30 | 894 | 893
2017-02-07 09:00 | 933 | 932
2017-02-07 09:30 | 959 | 958
2017-02-07 10:00 | 938 | 938
2017-02-07 10:30 | 953 | 952
2017-02-07 11:00 | 988 | 987
2017-02-07 11:30 | 983 | 983
2017-02-07 12:00 | 993 | 993
2017-02-07 12:30 | 1022 | 1022
2017-02-07 13:00 | 1000 | 1000
2017-02-07 13:30 | 1042 | 1042
2017-02-07 14:00 | 1043 | 1043
2017-02-07 14:30 | 1026 | 1026
2017-02-07 15:00 | 1052 | 1052
2017-02-07 15:30 | 1080 | 1080
2017-02-07 16:00 | 1074 | 1074
2017-02-07 16:30 | 1076 | 1075
2017-02-07 17:00 | 1070 | 1069
2017-02-07 17:30 | 1058 | 1057
2017-02-07 18:00 | 1064 | 1064
2017-02-07 18:30 | 1056 | 1056
2017-02-07 19:00 | 1079 | 1079
2017-02-07 19:30 | 1070 | 1070
2017-02-07 20:00 | 1048 | 1048
2017-02-07 20:30 | 1031 | 1031
2017-02-07 21:00 | 998 | 998
2017-02-07 21:30 | 939 | 939
2017-02-07 22:00 | 837 | 834
2017-02-07 22:30 | 836 | 830
2017-02-07 23:00 | 893 | 887
2017-02-07 23:30 | 859 | 852
2017-02-08 | 765 | 759
2017-02-08 00:30 | 738 | 730
2017-02-08 01:00 | 745 | 737
2017-02-08 01:30 | 699 | 690
2017-02-08 02:00 | 705 | 696
2017-02-08 02:30 | 647 | 637
2017-02-08 03:00 | 653 | 644
2017-02-08 03:30 | 648 | 638
2017-02-08 04:00 | 638 | 628
2017-02-08 04:30 | 590 | 578
2017-02-08 05:00 | 584 | 572
2017-02-08 05:30 | 628 | 617
2017-02-08 06:00 | 666 | 657
2017-02-08 06:30 | 707 | 702
2017-02-08 07:00 | 779 | 775
2017-02-08 07:30 | 884 | 882
2017-02-08 08:00 | 870 | 868
2017-02-08 08:30 | 897 | 896
2017-02-08 09:00 | 918 | 917
2017-02-08 09:30 | 896 | 895
2017-02-08 10:00 | 796 | 794
2017-02-08 10:30 | 796 | 794
2017-02-08 11:00 | 809 | 807
2017-02-08 11:30 | 785 | 783
2017-02-08 12:00 | 848 | 847
2017-02-08 12:30 | 862 | 860
2017-02-08 13:00 | 860 | 860
2017-02-08 13:30 | 865 | 864
2017-02-08 14:00 | 879 | 878
2017-02-08 14:30 | 891 | 890
2017-02-08 15:00 | 868 | 868
2017-02-08 15:30 | 848 | 847
2017-02-08 16:00 | 899 | 898
2017-02-08 16:30 | 964 | 964
2017-02-08 17:00 | 1045 | 1045
2017-02-08 17:30 | 985 | 984
2017-02-08 18:00 | 939 | 938
2017-02-08 18:30 | 925 | 924
2017-02-08 19:00 | 962 | 961
2017-02-08 19:30 | 979 | 978
2017-02-08 20:00 | 965 | 964
2017-02-08 20:30 | 902 | 901
2017-02-08 21:00 | 862 | 860
2017-02-08 21:30 | 799 | 794
2017-02-08 22:00 | 731 | 726
2017-02-08 22:30 | 796 | 792
2017-02-08 23:00 | 841 | 836
2017-02-08 23:30 | 811 | 805
2017-02-09 | 722 | 714
2017-02-09 00:30 | 658 | 649
2017-02-09 01:00 | 655 | 645
2017-02-09 01:30 | 615 | 604
2017-02-09 02:00 | 579 | 566
2017-02-09 02:30 | 532 | 516
2017-02-09 03:00 | 493 | 474
2017-02-09 03:30 | 467 | 446
2017-02-09 04:00 | 480 | 460
2017-02-09 04:30 | 494 | 476
2017-02-09 05:00 | 539 | 524
2017-02-09 05:30 | 574 | 563
2017-02-09 06:00 | 554 | 544
2017-02-09 06:30 | 665 | 659
2017-02-09 07:00 | 812 | 809
2017-02-09 07:30 | 889 | 886
2017-02-09 08:00 | 781 | 777
2017-02-09 08:30 | 793 | 789
2017-02-09 09:00 | 793 | 790
2017-02-09 09:30 | 824 | 822
2017-02-09 10:00 | 736 | 732
2017-02-09 10:30 | 725 | 722
2017-02-09 11:00 | 770 | 768
2017-02-09 11:30 | 703 | 699
2017-02-09 12:00 | 646 | 641
2017-02-09 12:30 | 659 | 655
2017-02-09 13:00 | 659 | 655
2017-02-09 13:30 | 614 | 609
2017-02-09 14:00 | 635 | 631
2017-02-09 14:30 | 677 | 674
2017-02-09 15:00 | 678 | 675
2017-02-09 15:30 | 708 | 705
2017-02-09 16:00 | 676 | 672
2017-02-09 16:30 | 636 | 632
2017-02-09 17:00 | 635 | 633
2017-02-09 17:30 | 658 | 656
2017-02-09 18:00 | 649 | 647
2017-02-09 18:30 | 636 | 632
2017-02-09 19:00 | 779 | 778
2017-02-09 19:30 | 777 | 776
2017-02-09 20:00 | 822 | 822
2017-02-09 20:30 | 792 | 790
2017-02-09 21:00 | 773 | 770
2017-02-09 21:30 | 743 | 739
2017-02-09 22:00 | 716 | 708
2017-02-09 22:30 | 745 | 735
2017-02-09 23:00 | 797 | 788
2017-02-09 23:30 | 765 | 756
2017-02-10 | 704 | 693
2017-02-10 00:30 | 639 | 626
2017-02-10 01:00 | 622 | 608
2017-02-10 01:30 | 603 | 589
2017-02-10 02:00 | 599 | 583
2017-02-10 02:30 | 578 | 561
2017-02-10 03:00 | 552 | 533
2017-02-10 03:30 | 546 | 525
2017-02-10 04:00 | 539 | 518
2017-02-10 04:30 | 558 | 539
2017-02-10 05:00 | 581 | 564
2017-02-10 05:30 | 608 | 593
2017-02-10 06:00 | 637 | 624
2017-02-10 06:30 | 713 | 707
2017-02-10 07:00 | 774 | 771
2017-02-10 07:30 | 801 | 797
2017-02-10 08:00 | 767 | 763
2017-02-10 08:30 | 751 | 746
2017-02-10 09:00 | 773 | 769
2017-02-10 09:30 | 804 | 801
2017-02-10 10:00 | 783 | 780
2017-02-10 10:30 | 803 | 800
2017-02-10 11:00 | 802 | 798
2017-02-10 11:30 | 745 | 740
2017-02-10 12:00 | 777 | 773
2017-02-10 12:30 | 755 | 751
2017-02-10 13:00 | 706 | 703
2017-02-10 13:30 | 696 | 694
2017-02-10 14:00 | 616 | 612
2017-02-10 14:30 | 594 | 587
2017-02-10 15:00 | 606 | 600
2017-02-10 15:30 | 551 | 543
2017-02-10 16:00 | 584 | 579
2017-02-10 16:30 | 635 | 631
2017-02-10 17:00 | 566 | 558
2017-02-10 17:30 | 610 | 606
2017-02-10 18:00 | 648 | 645
2017-02-10 18:30 | 654 | 651
2017-02-10 19:00 | 707 | 704
2017-02-10 19:30 | 715 | 713
2017-02-10 20:00 | 684 | 681
2017-02-10 20:30 | 744 | 741
2017-02-10 21:00 | 692 | 689
2017-02-10 21:30 | 619 | 611
2017-02-10 22:00 | 577 | 564
2017-02-10 22:30 | 709 | 702
2017-02-10 23:00 | 815 | 809
2017-02-10 23:30 | 752 | 741
2017-02-11 | 661 | 645
2017-02-11 00:30 | 667 | 652
2017-02-11 01:00 | 663 | 648
2017-02-11 01:30 | 629 | 612
2017-02-11 02:00 | 592 | 575
2017-02-11 02:30 | 503 | 479
2017-02-11 03:00 | 478 | 451
2017-02-11 03:30 | 480 | 453
2017-02-11 04:00 | 454 | 424
2017-02-11 04:30 | 506 | 481
2017-02-11 05:00 | 505 | 479
2017-02-11 05:30 | 515 | 490
2017-02-11 06:00 | 500 | 478
2017-02-11 06:30 | 495 | 478
2017-02-11 07:00 | 550 | 539
2017-02-11 07:30 | 604 | 597
2017-02-11 08:00 | 570 | 562
2017-02-11 08:30 | 618 | 613
2017-02-11 09:00 | 661 | 657
2017-02-11 09:30 | 715 | 713
2017-02-11 10:00 | 715 | 712
2017-02-11 10:30 | 709 | 707
2017-02-11 11:00 | 741 | 739
2017-02-11 11:30 | 751 | 750
2017-02-11 12:00 | 747 | 746
2017-02-11 12:30 | 692 | 691
2017-02-11 13:00 | 734 | 733
2017-02-11 13:30 | 734 | 734
2017-02-11 14:00 | 718 | 718
2017-02-11 14:30 | 746 | 746
2017-02-11 15:00 | 757 | 756
2017-02-11 15:30 | 751 | 750
2017-02-11 16:00 | 738 | 738
2017-02-11 16:30 | 733 | 733
2017-02-11 17:00 | 744 | 744
2017-02-11 17:30 | 736 | 736
2017-02-11 18:00 | 737 | 737
2017-02-11 18:30 | 764 | 763
2017-02-11 19:00 | 798 | 798
2017-02-11 19:30 | 816 | 815
2017-02-11 20:00 | 795 | 793
2017-02-11 20:30 | 764 | 762
2017-02-11 21:00 | 751 | 749
2017-02-11 21:30 | 729 | 724
2017-02-11 22:00 | 725 | 718
2017-02-11 22:30 | 776 | 769
2017-02-11 23:00 | 825 | 819
2017-02-11 23:30 | 763 | 756
2017-02-12 | 723 | 717
2017-02-12 00:30 | 690 | 683
2017-02-12 01:00 | 643 | 634
2017-02-12 01:30 | 589 | 578
2017-02-12 02:00 | 553 | 540
2017-02-12 02:30 | 522 | 506
2017-02-12 03:00 | 473 | 454
2017-02-12 03:30 | 461 | 441
2017-02-12 04:00 | 416 | 391
2017-02-12 04:30 | 485 | 467
2017-02-12 05:00 | 518 | 502
2017-02-12 05:30 | 513 | 497
2017-02-12 06:00 | 415 | 387
2017-02-12 06:30 | 403 | 380
2017-02-12 07:00 | 458 | 442
2017-02-12 07:30 | 505 | 494
2017-02-12 08:00 | 536 | 527
2017-02-12 08:30 | 588 | 582
2017-02-12 09:00 | 678 | 674
2017-02-12 09:30 | 749 | 746
2017-02-12 10:00 | 772 | 770
2017-02-12 10:30 | 816 | 815
2017-02-12 11:00 | 908 | 907
2017-02-12 11:30 | 910 | 909
2017-02-12 12:00 | 897 | 897
2017-02-12 12:30 | 892 | 891
2017-02-12 13:00 | 911 | 911
2017-02-12 13:30 | 918 | 918
2017-02-12 14:00 | 958 | 958
2017-02-12 14:30 | 987 | 987
2017-02-12 15:00 | 990 | 990
2017-02-12 15:30 | 988 | 988
2017-02-12 16:00 | 984 | 984
2017-02-12 16:30 | 981 | 981
2017-02-12 17:00 | 972 | 972
2017-02-12 17:30 | 1018 | 1017
2017-02-12 18:00 | 1031 | 1031
2017-02-12 18:30 | 975 | 975
2017-02-12 19:00 | 1015 | 1015
2017-02-12 19:30 | 1027 | 1026
2017-02-12 20:00 | 1041 | 1041
2017-02-12 20:30 | 1049 | 1049
2017-02-12 21:00 | 1032 | 1032
2017-02-12 21:30 | 965 | 965
2017-02-12 22:00 | 968 | 964
2017-02-12 22:30 | 885 | 880
2017-02-12 23:00 | 951 | 946
2017-02-12 23:30 | 915 | 907
2017-02-13 | 867 | 861
2017-02-13 00:30 | 790 | 782
2017-02-13 01:00 | 761 | 754
2017-02-13 01:30 | 706 | 697
2017-02-13 02:00 | 702 | 693
2017-02-13 02:30 | 734 | 727
2017-02-13 03:00 | 700 | 694
2017-02-13 03:30 | 692 | 686
2017-02-13 04:00 | 551 | 539
2017-02-13 04:30 | 564 | 552
2017-02-13 05:00 | 626 | 618
2017-02-13 05:30 | 679 | 673
2017-02-13 06:00 | 682 | 675
2017-02-13 06:30 | 695 | 691
2017-02-13 07:00 | 712 | 710
2017-02-13 07:30 | 795 | 794
2017-02-13 08:00 | 857 | 856
2017-02-13 08:30 | 809 | 808
2017-02-13 09:00 | 761 | 760
2017-02-13 09:30 | 831 | 831
2017-02-13 10:00 | 886 | 886
2017-02-13 10:30 | 828 | 827
2017-02-13 11:00 | 818 | 817
2017-02-13 11:30 | 898 | 898
2017-02-13 12:00 | 869 | 869
2017-02-13 12:30 | 931 | 931
2017-02-13 13:00 | 962 | 962
2017-02-13 13:30 | 920 | 920
2017-02-13 14:00 | 950 | 949
2017-02-13 14:30 | 1005 | 1005
2017-02-13 15:00 | 1020 | 1019
2017-02-13 15:30 | 994 | 993
2017-02-13 16:00 | 1004 | 1003
2017-02-13 16:30 | 1047 | 1045
2017-02-13 17:00 | 1012 | 1012
2017-02-13 17:30 | 953 | 953
2017-02-13 18:00 | 943 | 943
2017-02-13 18:30 | 955 | 955
2017-02-13 19:00 | 959 | 959
2017-02-13 19:30 | 929 | 929
2017-02-13 20:00 | 938 | 938
2017-02-13 20:30 | 980 | 980
2017-02-13 21:00 | 978 | 977
2017-02-13 21:30 | 941 | 940
2017-02-13 22:00 | 885 | 881
2017-02-13 22:30 | 820 | 816
2017-02-13 23:00 | 864 | 862
2017-02-13 23:30 | 816 | 812
2017-02-14 | 775 | 770
2017-02-14 00:30 | 692 | 686
2017-02-14 01:00 | 712 | 706
2017-02-14 01:30 | 669 | 661
2017-02-14 02:00 | 646 | 638
2017-02-14 02:30 | 600 | 590
2017-02-14 03:00 | 560 | 548
2017-02-14 03:30 | 552 | 540
2017-02-14 04:00 | 545 | 532
2017-02-14 04:30 | 549 | 538
2017-02-14 05:00 | 545 | 533
2017-02-14 05:30 | 613 | 605
2017-02-14 06:00 | 636 | 631
2017-02-14 06:30 | 707 | 704
2017-02-14 07:00 | 813 | 812
2017-02-14 07:30 | 834 | 832
2017-02-14 08:00 | 827 | 824
2017-02-14 08:30 | 848 | 846
2017-02-14 09:00 | 869 | 867
2017-02-14 09:30 | 898 | 897
2017-02-14 10:00 | 898 | 898
2017-02-14 10:30 | 935 | 935
2017-02-14 11:00 | 929 | 928
2017-02-14 11:30 | 881 | 880
2017-02-14 12:00 | 873 | 872
2017-02-14 12:30 | 858 | 857
2017-02-14 13:00 | 848 | 847
2017-02-14 13:30 | 861 | 860
2017-02-14 14:00 | 936 | 936
2017-02-14 14:30 | 943 | 943
2017-02-14 15:00 | 979 | 979
2017-02-14 15:30 | 1002 | 1002
2017-02-14 16:00 | 1042 | 1042
2017-02-14 16:30 | 1093 | 1093
2017-02-14 17:00 | 1108 | 1107
2017-02-14 17:30 | 1057 | 1057
2017-02-14 18:00 | 980 | 980
2017-02-14 18:30 | 906 | 905
2017-02-14 19:00 | 948 | 948
2017-02-14 19:30 | 943 | 943
2017-02-14 20:00 | 919 | 919
2017-02-14 20:30 | 927 | 927
2017-02-14 21:00 | 889 | 889
2017-02-14 21:30 | 853 | 852
2017-02-14 22:00 | 768 | 764
2017-02-14 22:30 | 819 | 814
2017-02-14 23:00 | 873 | 868
2017-02-14 23:30 | 828 | 822
2017-02-15 | 740 | 732
2017-02-15 00:30 | 674 | 664
2017-02-15 01:00 | 642 | 631
2017-02-15 01:30 | 592 | 579
2017-02-15 02:00 | 579 | 565
2017-02-15 02:30 | 550 | 534
2017-02-15 03:00 | 504 | 487
2017-02-15 03:30 | 494 | 477
2017-02-15 04:00 | 483 | 464
2017-02-15 04:30 | 513 | 497
2017-02-15 05:00 | 522 | 507
2017-02-15 05:30 | 528 | 514
2017-02-15 06:00 | 592 | 582
2017-02-15 06:30 | 643 | 637
2017-02-15 07:00 | 715 | 712
2017-02-15 07:30 | 777 | 776
2017-02-15 08:00 | 799 | 798
2017-02-15 08:30 | 834 | 833
2017-02-15 09:00 | 845 | 844
2017-02-15 09:30 | 857 | 856
2017-02-15 10:00 | 845 | 845
2017-02-15 10:30 | 876 | 875
2017-02-15 11:00 | 939 | 939
2017-02-15 11:30 | 970 | 970
2017-02-15 12:00 | 963 | 963
2017-02-15 12:30 | 944 | 944
2017-02-15 13:00 | 940 | 940
2017-02-15 13:30 | 928 | 928
2017-02-15 14:00 | 924 | 924
2017-02-15 14:30 | 922 | 922
2017-02-15 15:00 | 904 | 904
2017-02-15 15:30 | 842 | 841
2017-02-15 16:00 | 864 | 864
2017-02-15 16:30 | 911 | 911
2017-02-15 17:00 | 926 | 926
2017-02-15 17:30 | 921 | 921
2017-02-15 18:00 | 902 | 902
2017-02-15 18:30 | 871 | 871
2017-02-15 19:00 | 852 | 852
2017-02-15 19:30 | 851 | 851
2017-02-15 20:00 | 830 | 829
2017-02-15 20:30 | 757 | 756
2017-02-15 21:00 | 698 | 696
2017-02-15 21:30 | 675 | 671
2017-02-15 22:00 | 655 | 648
2017-02-15 22:30 | 692 | 685
2017-02-15 23:00 | 777 | 773
2017-02-15 23:30 | 707 | 701
2017-02-16 | 636 | 626
2017-02-16 00:30 | 547 | 533
2017-02-16 01:00 | 534 | 520
2017-02-16 01:30 | 528 | 513
2017-02-16 02:00 | 531 | 518
2017-02-16 02:30 | 522 | 507
2017-02-16 03:00 | 471 | 453
2017-02-16 03:30 | 461 | 442
2017-02-16 04:00 | 451 | 434
2017-02-16 04:30 | 454 | 440
2017-02-16 05:00 | 394 | 376
2017-02-16 05:30 | 412 | 397
2017-02-16 06:00 | 451 | 442
2017-02-16 06:30 | 570 | 566
2017-02-16 07:00 | 735 | 734
2017-02-16 07:30 | 758 | 756
2017-02-16 08:00 | 698 | 695
2017-02-16 08:30 | 684 | 681
2017-02-16 09:00 | 708 | 705
2017-02-16 09:30 | 709 | 706
2017-02-16 10:00 | 652 | 647
2017-02-16 10:30 | 662 | 658
2017-02-16 11:00 | 656 | 651
2017-02-16 11:30 | 645 | 641
2017-02-16 12:00 | 645 | 640
2017-02-16 12:30 | 677 | 673
2017-02-16 13:00 | 687 | 685
2017-02-16 13:30 | 681 | 679
2017-02-16 14:00 | 608 | 606
2017-02-16 14:30 | 559 | 556
2017-02-16 15:00 | 548 | 545
2017-02-16 15:30 | 579 | 575
2017-02-16 16:00 | 637 | 635
2017-02-16 16:30 | 687 | 685
2017-02-16 17:00 | 715 | 712
2017-02-16 17:30 | 715 | 711
2017-02-16 18:00 | 699 | 695
2017-02-16 18:30 | 674 | 669
2017-02-16 19:00 | 709 | 706
2017-02-16 19:30 | 690 | 688
2017-02-16 20:00 | 670 | 667
2017-02-16 20:30 | 672 | 669
2017-02-16 21:00 | 625 | 620
2017-02-16 21:30 | 574 | 566
2017-02-16 22:00 | 546 | 530
2017-02-16 22:30 | 583 | 569
2017-02-16 23:00 | 625 | 614
2017-02-16 23:30 | 552 | 535
2017-02-17 | 504 | 484
2017-02-17 00:30 | 526 | 508
2017-02-17 01:00 | 552 | 536
2017-02-17 01:30 | 572 | 557
2017-02-17 02:00 | 568 | 553
2017-02-17 02:30 | 569 | 553
2017-02-17 03:00 | 542 | 524
2017-02-17 03:30 | 513 | 493
2017-02-17 04:00 | 511 | 490
2017-02-17 04:30 | 484 | 461
2017-02-17 05:00 | 510 | 490
2017-02-17 05:30 | 514 | 496
2017-02-17 06:00 | 536 | 522
2017-02-17 06:30 | 600 | 591
2017-02-17 07:00 | 706 | 703
2017-02-17 07:30 | 739 | 736
2017-02-17 08:00 | 705 | 701
2017-02-17 08:30 | 707 | 703
2017-02-17 09:00 | 709 | 706
2017-02-17 09:30 | 679 | 676
2017-02-17 10:00 | 676 | 672
2017-02-17 10:30 | 660 | 655
2017-02-17 11:00 | 674 | 670
2017-02-17 11:30 | 699 | 696
2017-02-17 12:00 | 731 | 728
2017-02-17 12:30 | 740 | 737
2017-02-17 13:00 | 713 | 710
2017-02-17 13:30 | 737 | 734
2017-02-17 14:00 | 781 | 780
2017-02-17 14:30 | 849 | 848
2017-02-17 15:00 | 878 | 878
2017-02-17 15:30 | 920 | 920
2017-02-17 16:00 | 922 | 922
2017-02-17 16:30 | 920 | 920
2017-02-17 17:00 | 957 | 957
2017-02-17 17:30 | 935 | 935
2017-02-17 18:00 | 906 | 906
2017-02-17 18:30 | 876 | 876
2017-02-17 19:00 | 872 | 872
2017-02-17 19:30 | 835 | 835
2017-02-17 20:00 | 816 | 816
2017-02-17 20:30 | 773 | 773
2017-02-17 21:00 | 767 | 767
2017-02-17 21:30 | 725 | 722
2017-02-17 22:00 | 686 | 680
2017-02-17 22:30 | 705 | 699
2017-02-17 23:00 | 766 | 761
2017-02-17 23:30 | 738 | 732
2017-02-18 | 686 | 680
2017-02-18 00:30 | 619 | 610
2017-02-18 01:00 | 577 | 566
2017-02-18 01:30 | 563 | 551
2017-02-18 02:00 | 498 | 482
2017-02-18 02:30 | 455 | 434
2017-02-18 03:00 | 447 | 426
2017-02-18 03:30 | 504 | 488
2017-02-18 04:00 | 497 | 481
2017-02-18 04:30 | 431 | 408
2017-02-18 05:00 | 436 | 415
2017-02-18 05:30 | 449 | 429
2017-02-18 06:00 | 461 | 446
2017-02-18 06:30 | 478 | 466
2017-02-18 07:00 | 474 | 464
2017-02-18 07:30 | 460 | 451
2017-02-18 08:00 | 491 | 484
2017-02-18 08:30 | 546 | 538
2017-02-18 09:00 | 566 | 557
2017-02-18 09:30 | 580 | 572
2017-02-18 10:00 | 573 | 565
2017-02-18 10:30 | 602 | 596
2017-02-18 11:00 | 619 | 613
2017-02-18 11:30 | 630 | 624
2017-02-18 12:00 | 638 | 632
2017-02-18 12:30 | 638 | 631
2017-02-18 13:00 | 625 | 619
2017-02-18 13:30 | 587 | 580
2017-02-18 14:00 | 582 | 575
2017-02-18 14:30 | 611 | 605
2017-02-18 15:00 | 625 | 620
2017-02-18 15:30 | 722 | 719
2017-02-18 16:00 | 766 | 763
2017-02-18 16:30 | 770 | 768
2017-02-18 17:00 | 808 | 806
2017-02-18 17:30 | 835 | 833
2017-02-18 18:00 | 851 | 849
2017-02-18 18:30 | 829 | 826
2017-02-18 19:00 | 807 | 805
2017-02-18 19:30 | 779 | 776
2017-02-18 20:00 | 815 | 812
2017-02-18 20:30 | 850 | 846
2017-02-18 21:00 | 822 | 817
2017-02-18 21:30 | 817 | 812
2017-02-18 22:00 | 799 | 794
2017-02-18 22:30 | 767 | 761
2017-02-18 23:00 | 820 | 816
2017-02-18 23:30 | 772 | 765
2017-02-19 | 718 | 709
2017-02-19 00:30 | 692 | 680
2017-02-19 01:00 | 663 | 648
2017-02-19 01:30 | 655 | 639
2017-02-19 02:00 | 588 | 567
2017-02-19 02:30 | 563 | 541
2017-02-19 03:00 | 518 | 492
2017-02-19 03:30 | 506 | 480
2017-02-19 04:00 | 483 | 453
2017-02-19 04:30 | 474 | 443
2017-02-19 05:00 | 474 | 446
2017-02-19 05:30 | 476 | 453
2017-02-19 06:00 | 483 | 453
2017-02-19 06:30 | 489 | 459
2017-02-19 07:00 | 497 | 475
2017-02-19 07:30 | 526 | 510
2017-02-19 08:00 | 495 | 480
2017-02-19 08:30 | 468 | 451
2017-02-19 09:00 | 508 | 494
2017-02-19 09:30 | 580 | 569
2017-02-19 10:00 | 602 | 593
2017-02-19 10:30 | 657 | 651
2017-02-19 11:00 | 708 | 702
2017-02-19 11:30 | 722 | 717
2017-02-19 12:00 | 806 | 803
2017-02-19 12:30 | 855 | 853
2017-02-19 13:00 | 906 | 904
2017-02-19 13:30 | 971 | 970
2017-02-19 14:00 | 979 | 978
2017-02-19 14:30 | 969 | 968
2017-02-19 15:00 | 963 | 963
2017-02-19 15:30 | 929 | 929
2017-02-19 16:00 | 908 | 906
2017-02-19 16:30 | 908 | 906
2017-02-19 17:00 | 868 | 865
2017-02-19 17:30 | 851 | 849
2017-02-19 18:00 | 850 | 848
2017-02-19 18:30 | 862 | 860
2017-02-19 19:00 | 873 | 871
2017-02-19 19:30 | 830 | 828
2017-02-19 20:00 | 822 | 820
2017-02-19 20:30 | 791 | 788
2017-02-19 21:00 | 780 | 776
2017-02-19 21:30 | 768 | 762
2017-02-19 22:00 | 754 | 745
2017-02-19 22:30 | 774 | 767
2017-02-19 23:00 | 802 | 795
2017-02-19 23:30 | 742 | 732
2017-02-20 | 697 | 681
2017-02-20 00:30 | 594 | 567
2017-02-20 01:00 | 549 | 519
2017-02-20 01:30 | 538 | 506
2017-02-20 02:00 | 523 | 488
2017-02-20 02:30 | 479 | 439
2017-02-20 03:00 | 436 | 390
2017-02-20 03:30 | 423 | 374
2017-02-20 04:00 | 433 | 386
2017-02-20 04:30 | 449 | 406
2017-02-20 05:00 | 473 | 436
2017-02-20 05:30 | 487 | 460
2017-02-20 06:00 | 539 | 519
2017-02-20 06:30 | 571 | 557
2017-02-20 07:00 | 652 | 644
2017-02-20 07:30 | 705 | 700
2017-02-20 08:00 | 713 | 708
2017-02-20 08:30 | 717 | 712
2017-02-20 09:00 | 728 | 723
2017-02-20 09:30 | 750 | 747
2017-02-20 10:00 | 744 | 740
2017-02-20 10:30 | 762 | 758
2017-02-20 11:00 | 780 | 777
2017-02-20 11:30 | 793 | 790
2017-02-20 12:00 | 827 | 825
2017-02-20 12:30 | 835 | 833
2017-02-20 13:00 | 823 | 821
2017-02-20 13:30 | 821 | 819
2017-02-20 14:00 | 839 | 837
2017-02-20 14:30 | 853 | 850
2017-02-20 15:00 | 846 | 843
2017-02-20 15:30 | 855 | 852
2017-02-20 16:00 | 888 | 886
2017-02-20 16:30 | 911 | 908
2017-02-20 17:00 | 921 | 918
2017-02-20 17:30 | 937 | 933
2017-02-20 18:00 | 909 | 905
2017-02-20 18:30 | 861 | 856
2017-02-20 19:00 | 893 | 889
2017-02-20 19:30 | 899 | 895
2017-02-20 20:00 | 851 | 846
2017-02-20 20:30 | 791 | 784
2017-02-20 21:00 | 794 | 788
2017-02-20 21:30 | 785 | 777
2017-02-20 22:00 | 711 | 701
2017-02-20 22:30 | 748 | 741
2017-02-20 23:00 | 815 | 809
2017-02-20 23:30 | 761 | 753
2017-02-21 | 660 | 649
2017-02-21 00:30 | 613 | 600
2017-02-21 01:00 | 588 | 575
2017-02-21 01:30 | 565 | 551
2017-02-21 02:00 | 548 | 533
2017-02-21 02:30 | 509 | 491
2017-02-21 03:00 | 451 | 428
2017-02-21 03:30 | 430 | 405
2017-02-21 04:00 | 415 | 389
2017-02-21 04:30 | 435 | 411
2017-02-21 05:00 | 477 | 457
2017-02-21 05:30 | 490 | 474
2017-02-21 06:00 | 529 | 517
2017-02-21 06:30 | 601 | 592
2017-02-21 07:00 | 712 | 710
2017-02-21 07:30 | 699 | 697
2017-02-21 08:00 | 676 | 673
2017-02-21 08:30 | 675 | 672
2017-02-21 09:00 | 692 | 689
2017-02-21 09:30 | 718 | 716
2017-02-21 10:00 | 703 | 700
2017-02-21 10:30 | 719 | 717
2017-02-21 11:00 | 722 | 720
2017-02-21 11:30 | 705 | 702
2017-02-21 12:00 | 752 | 749
2017-02-21 12:30 | 792 | 790
2017-02-21 13:00 | 817 | 815
2017-02-21 13:30 | 849 | 849
2017-02-21 14:00 | 888 | 888
2017-02-21 14:30 | 914 | 914
2017-02-21 15:00 | 926 | 926
2017-02-21 15:30 | 966 | 965
2017-02-21 16:00 | 1021 | 1021
2017-02-21 16:30 | 1049 | 1049
2017-02-21 17:00 | 1023 | 1023
2017-02-21 17:30 | 988 | 988
2017-02-21 18:00 | 955 | 954
2017-02-21 18:30 | 913 | 913
2017-02-21 19:00 | 1005 | 1005
2017-02-21 19:30 | 968 | 968
2017-02-21 20:00 | 943 | 943
2017-02-21 20:30 | 899 | 899
2017-02-21 21:00 | 844 | 843
2017-02-21 21:30 | 814 | 811
2017-02-21 22:00 | 791 | 781
2017-02-21 22:30 | 843 | 834
2017-02-21 23:00 | 898 | 896
2017-02-21 23:30 | 807 | 801
2017-02-22 | 730 | 716
2017-02-22 00:30 | 669 | 649
2017-02-22 01:00 | 638 | 615
2017-02-22 01:30 | 642 | 619
2017-02-22 02:00 | 612 | 586
2017-02-22 02:30 | 582 | 552
2017-02-22 03:00 | 540 | 505
2017-02-22 03:30 | 512 | 475
2017-02-22 04:00 | 524 | 489
2017-02-22 04:30 | 542 | 509
2017-02-22 05:00 | 510 | 475
2017-02-22 05:30 | 548 | 519
2017-02-22 06:00 | 591 | 564
2017-02-22 06:30 | 638 | 621
2017-02-22 07:00 | 704 | 692
2017-02-22 07:30 | 744 | 735
2017-02-22 08:00 | 693 | 685
2017-02-22 08:30 | 689 | 684
2017-02-22 09:00 | 696 | 691
2017-02-22 09:30 | 725 | 721
2017-02-22 10:00 | 751 | 747
2017-02-22 10:30 | 753 | 749
2017-02-22 11:00 | 706 | 701
2017-02-22 11:30 | 706 | 701
2017-02-22 12:00 | 719 | 714
2017-02-22 12:30 | 705 | 700
2017-02-22 13:00 | 714 | 709
2017-02-22 13:30 | 703 | 698
2017-02-22 14:00 | 704 | 699
2017-02-22 14:30 | 692 | 686
2017-02-22 15:00 | 627 | 621
2017-02-22 15:30 | 685 | 679
2017-02-22 16:00 | 727 | 723
2017-02-22 16:30 | 776 | 772
2017-02-22 17:00 | 801 | 798
2017-02-22 17:30 | 813 | 810
2017-02-22 18:00 | 842 | 840
2017-02-22 18:30 | 834 | 832
2017-02-22 19:00 | 854 | 854
2017-02-22 19:30 | 839 | 838
2017-02-22 20:00 | 825 | 823
2017-02-22 20:30 | 832 | 831
2017-02-22 21:00 | 766 | 764
2017-02-22 21:30 | 752 | 748
2017-02-22 22:00 | 711 | 703
2017-02-22 22:30 | 719 | 710
2017-02-22 23:00 | 788 | 782
2017-02-22 23:30 | 715 | 707
2017-02-23 | 645 | 633
2017-02-23 00:30 | 595 | 580
2017-02-23 01:00 | 532 | 514
2017-02-23 01:30 | 509 | 489
2017-02-23 02:00 | 481 | 458
2017-02-23 02:30 | 458 | 433
2017-02-23 03:00 | 448 | 421
2017-02-23 03:30 | 444 | 416
2017-02-23 04:00 | 492 | 469
2017-02-23 04:30 | 446 | 419
2017-02-23 05:00 | 424 | 395
2017-02-23 05:30 | 412 | 387
2017-02-23 06:00 | 457 | 438
2017-02-23 06:30 | 582 | 574
2017-02-23 07:00 | 612 | 607
2017-02-23 07:30 | 652 | 648
2017-02-23 08:00 | 609 | 604
2017-02-23 08:30 | 603 | 598
2017-02-23 09:00 | 609 | 604
2017-02-23 09:30 | 617 | 613
2017-02-23 10:00 | 594 | 589
2017-02-23 10:30 | 559 | 553
2017-02-23 11:00 | 564 | 557
2017-02-23 11:30 | 581 | 575
2017-02-23 12:00 | 599 | 594
2017-02-23 12:30 | 599 | 594
2017-02-23 13:00 | 590 | 584
2017-02-23 13:30 | 590 | 584
2017-02-23 14:00 | 636 | 629
2017-02-23 14:30 | 668 | 662
2017-02-23 15:00 | 666 | 660
2017-02-23 15:30 | 657 | 650
2017-02-23 16:00 | 719 | 715
2017-02-23 16:30 | 763 | 760
2017-02-23 17:00 | 756 | 754
2017-02-23 17:30 | 786 | 784
2017-02-23 18:00 | 805 | 803
2017-02-23 18:30 | 788 | 786
2017-02-23 19:00 | 806 | 804
2017-02-23 19:30 | 782 | 780
2017-02-23 20:00 | 785 | 783
2017-02-23 20:30 | 818 | 817
2017-02-23 21:00 | 815 | 815
2017-02-23 21:30 | 729 | 725
2017-02-23 22:00 | 656 | 646
2017-02-23 22:30 | 701 | 689
2017-02-23 23:00 | 792 | 777
2017-02-23 23:30 | 734 | 717
2017-02-24 | 643 | 619
2017-02-24 00:30 | 590 | 563
2017-02-24 01:00 | 535 | 509
2017-02-24 01:30 | 519 | 495
2017-02-24 02:00 | 502 | 469
2017-02-24 02:30 | 451 | 420
2017-02-24 03:00 | 426 | 401
2017-02-24 03:30 | 425 | 400
2017-02-24 04:00 | 423 | 398
2017-02-24 04:30 | 419 | 394
2017-02-24 05:00 | 428 | 404
2017-02-24 05:30 | 453 | 433
2017-02-24 06:00 | 498 | 481
2017-02-24 06:30 | 540 | 526
2017-02-24 07:00 | 602 | 592
2017-02-24 07:30 | 598 | 591
2017-02-24 08:00 | 543 | 535
2017-02-24 08:30 | 526 | 519
2017-02-24 09:00 | 537 | 533
2017-02-24 09:30 | 565 | 563
2017-02-24 10:00 | 547 | 544
2017-02-24 10:30 | 528 | 524
2017-02-24 11:00 | 526 | 522
2017-02-24 11:30 | 566 | 560
2017-02-24 12:00 | 566 | 560
2017-02-24 12:30 | 559 | 553
2017-02-24 13:00 | 552 | 546
2017-02-24 13:30 | 552 | 547
2017-02-24 14:00 | 570 | 565
2017-02-24 14:30 | 666 | 663
2017-02-24 15:00 | 713 | 711
2017-02-24 15:30 | 751 | 750
2017-02-24 16:00 | 766 | 765
2017-02-24 16:30 | 840 | 840
2017-02-24 17:00 | 831 | 831
2017-02-24 17:30 | 862 | 862
2017-02-24 18:00 | 839 | 839
2017-02-24 18:30 | 791 | 790
2017-02-24 19:00 | 790 | 789
2017-02-24 19:30 | 732 | 730
2017-02-24 20:00 | 698 | 696
2017-02-24 20:30 | 711 | 709
2017-02-24 21:00 | 696 | 693
2017-02-24 21:30 | 636 | 630
2017-02-24 22:00 | 602 | 593
2017-02-24 22:30 | 673 | 665
2017-02-24 23:00 | 777 | 770
2017-02-24 23:30 | 772 | 766
2017-02-25 | 726 | 718
2017-02-25 00:30 | 649 | 639
2017-02-25 01:00 | 587 | 574
2017-02-25 01:30 | 586 | 573
2017-02-25 02:00 | 574 | 560
2017-02-25 02:30 | 532 | 515
2017-02-25 03:00 | 509 | 490
2017-02-25 03:30 | 488 | 467
2017-02-25 04:00 | 486 | 465
2017-02-25 04:30 | 487 | 466
2017-02-25 05:00 | 503 | 484
2017-02-25 05:30 | 510 | 491
2017-02-25 06:00 | 535 | 517
2017-02-25 06:30 | 523 | 506
2017-02-25 07:00 | 526 | 510
2017-02-25 07:30 | 504 | 487
2017-02-25 08:00 | 480 | 470
2017-02-25 08:30 | 510 | 504
2017-02-25 09:00 | 535 | 530
2017-02-25 09:30 | 579 | 575
2017-02-25 10:00 | 561 | 557
2017-02-25 10:30 | 555 | 551
2017-02-25 11:00 | 553 | 548
2017-02-25 11:30 | 549 | 545
2017-02-25 12:00 | 575 | 571
2017-02-25 12:30 | 601 | 598
2017-02-25 13:00 | 615 | 611
2017-02-25 13:30 | 643 | 640
2017-02-25 14:00 | 680 | 678
2017-02-25 14:30 | 718 | 716
2017-02-25 15:00 | 747 | 746
2017-02-25 15:30 | 793 | 792
2017-02-25 16:00 | 847 | 847
2017-02-25 16:30 | 888 | 888
2017-02-25 17:00 | 936 | 936
2017-02-25 17:30 | 921 | 921
2017-02-25 18:00 | 890 | 889
2017-02-25 18:30 | 861 | 860
2017-02-25 19:00 | 901 | 901
2017-02-25 19:30 | 865 | 865
2017-02-25 20:00 | 834 | 834
2017-02-25 20:30 | 767 | 766
2017-02-25 21:00 | 722 | 720
2017-02-25 21:30 | 719 | 715
2017-02-25 22:00 | 738 | 731
2017-02-25 22:30 | 757 | 750
2017-02-25 23:00 | 833 | 827
2017-02-25 23:30 | 801 | 795
2017-02-26 | 742 | 725
2017-02-26 00:30 | 659 | 639
2017-02-26 01:00 | 583 | 557
2017-02-26 01:30 | 556 | 527
2017-02-26 02:00 | 535 | 504
2017-02-26 02:30 | 508 | 474
2017-02-26 03:00 | 515 | 481
2017-02-26 03:30 | 531 | 500
2017-02-26 04:00 | 520 | 487
2017-02-26 04:30 | 504 | 468
2017-02-26 05:00 | 492 | 456
2017-02-26 05:30 | 503 | 467
2017-02-26 06:00 | 501 | 465
2017-02-26 06:30 | 496 | 460
2017-02-26 07:00 | 519 | 486
2017-02-26 07:30 | 533 | 508
2017-02-26 08:00 | 548 | 528
2017-02-26 08:30 | 589 | 575
2017-02-26 09:00 | 606 | 595
2017-02-26 09:30 | 630 | 620
2017-02-26 10:00 | 636 | 627
2017-02-26 10:30 | 601 | 590
2017-02-26 11:00 | 570 | 558
2017-02-26 11:30 | 582 | 569
2017-02-26 12:00 | 596 | 585
2017-02-26 12:30 | 614 | 604
2017-02-26 13:00 | 627 | 618
2017-02-26 13:30 | 640 | 631
2017-02-26 14:00 | 649 | 641
2017-02-26 14:30 | 668 | 661
2017-02-26 15:00 | 678 | 673
2017-02-26 15:30 | 681 | 676
2017-02-26 16:00 | 687 | 682
2017-02-26 16:30 | 704 | 700
2017-02-26 17:00 | 767 | 764
2017-02-26 17:30 | 817 | 816
2017-02-26 18:00 | 863 | 863
2017-02-26 18:30 | 903 | 903
2017-02-26 19:00 | 939 | 939
2017-02-26 19:30 | 923 | 923
2017-02-26 20:00 | 886 | 886
2017-02-26 20:30 | 843 | 843
2017-02-26 21:00 | 784 | 783
2017-02-26 21:30 | 715 | 713
2017-02-26 22:00 | 670 | 664
2017-02-26 22:30 | 709 | 701
2017-02-26 23:00 | 775 | 767
2017-02-26 23:30 | 695 | 685
2017-02-27 | 626 | 614
2017-02-27 00:30 | 565 | 550
2017-02-27 01:00 | 514 | 495
2017-02-27 01:30 | 518 | 495
2017-02-27 02:00 | 493 | 465
2017-02-27 02:30 | 474 | 444
2017-02-27 03:00 | 468 | 437
2017-02-27 03:30 | 466 | 434
2017-02-27 04:00 | 470 | 438
2017-02-27 04:30 | 471 | 440
2017-02-27 05:00 | 469 | 446
2017-02-27 05:30 | 487 | 467
2017-02-27 06:00 | 538 | 523
2017-02-27 06:30 | 630 | 623
2017-02-27 07:00 | 725 | 723
2017-02-27 07:30 | 734 | 732
2017-02-27 08:00 | 729 | 728
2017-02-27 08:30 | 763 | 762
2017-02-27 09:00 | 688 | 688
2017-02-27 09:30 | 648 | 645
2017-02-27 10:00 | 644 | 641
2017-02-27 10:30 | 643 | 639
2017-02-27 11:00 | 653 | 650
2017-02-27 11:30 | 667 | 665
2017-02-27 12:00 | 686 | 684
2017-02-27 12:30 | 663 | 660
2017-02-27 13:00 | 679 | 677
2017-02-27 13:30 | 682 | 680
2017-02-27 14:00 | 715 | 714
2017-02-27 14:30 | 711 | 710
2017-02-27 15:00 | 727 | 726
2017-02-27 15:30 | 781 | 780
2017-02-27 16:00 | 852 | 851
2017-02-27 16:30 | 877 | 877
2017-02-27 17:00 | 879 | 879
2017-02-27 17:30 | 911 | 911
2017-02-27 18:00 | 888 | 887
2017-02-27 18:30 | 896 | 896
2017-02-27 19:00 | 978 | 978
2017-02-27 19:30 | 909 | 908
2017-02-27 20:00 | 886 | 885
2017-02-27 20:30 | 837 | 835
2017-02-27 21:00 | 775 | 774
2017-02-27 21:30 | 718 | 715
2017-02-27 22:00 | 679 | 672
2017-02-27 22:30 | 707 | 700
2017-02-27 23:00 | 782 | 776
2017-02-27 23:30 | 721 | 713
2017-02-28 | 637 | 627
2017-02-28 00:30 | 578 | 565
2017-02-28 01:00 | 505 | 488
2017-02-28 01:30 | 456 | 431
2017-02-28 02:00 | 435 | 406
2017-02-28 02:30 | 412 | 385
2017-02-28 03:00 | 397 | 369
2017-02-28 03:30 | 405 | 377
2017-02-28 04:00 | 402 | 374
2017-02-28 04:30 | 400 | 372
2017-02-28 05:00 | 433 | 410
2017-02-28 05:30 | 473 | 455
2017-02-28 06:00 | 515 | 504
2017-02-28 06:30 | 590 | 582
2017-02-28 07:00 | 613 | 606
2017-02-28 07:30 | 634 | 628
2017-02-28 08:00 | 614 | 607
2017-02-28 08:30 | 601 | 594
2017-02-28 09:00 | 587 | 579
2017-02-28 09:30 | 612 | 606
2017-02-28 10:00 | 577 | 570
2017-02-28 10:30 | 587 | 580
2017-02-28 11:00 | 596 | 590
2017-02-28 11:30 | 584 | 573
2017-02-28 12:00 | 604 | 595
2017-02-28 12:30 | 676 | 669
2017-02-28 13:00 | 658 | 650
2017-02-28 13:30 | 680 | 673
2017-02-28 14:00 | 765 | 761
2017-02-28 14:30 | 770 | 767
2017-02-28 15:00 | 775 | 772
2017-02-28 15:30 | 790 | 786
2017-02-28 16:00 | 851 | 849
2017-02-28 16:30 | 891 | 890
2017-02-28 17:00 | 925 | 923
2017-02-28 17:30 | 956 | 954
2017-02-28 18:00 | 964 | 961
2017-02-28 18:30 | 959 | 957
2017-02-28 19:00 | 1007 | 1006
2017-02-28 19:30 | 963 | 961
2017-02-28 20:00 | 967 | 964
2017-02-28 20:30 | 926 | 923
2017-02-28 21:00 | 850 | 846
2017-02-28 21:30 | 782 | 776
2017-02-28 22:00 | 739 | 731
2017-02-28 22:30 | 768 | 761
2017-02-28 23:00 | 811 | 804
2017-02-28 23:30 | 762 | 754
2017-03-01 | 678 | 668
2017-03-01 00:30 | 590 | 576
2017-03-01 01:00 | 511 | 491
2017-03-01 01:30 | 471 | 447
2017-03-01 02:00 | 463 | 439
2017-03-01 02:30 | 441 | 414
2017-03-01 03:00 | 464 | 440
2017-03-01 03:30 | 465 | 440
2017-03-01 04:00 | 430 | 401
2017-03-01 04:30 | 444 | 418
2017-03-01 05:00 | 470 | 448
2017-03-01 05:30 | 498 | 480
2017-03-01 06:00 | 524 | 511
2017-03-01 06:30 | 591 | 582
2017-03-01 07:00 | 644 | 638
2017-03-01 07:30 | 688 | 683
2017-03-01 08:00 | 676 | 671
2017-03-01 08:30 | 694 | 690
2017-03-01 09:00 | 689 | 684
2017-03-01 09:30 | 701 | 694
2017-03-01 10:00 | 686 | 680
2017-03-01 10:30 | 702 | 696
2017-03-01 11:00 | 704 | 698
2017-03-01 11:30 | 691 | 685
2017-03-01 12:00 | 700 | 693
2017-03-01 12:30 | 709 | 703
2017-03-01 13:00 | 745 | 740
2017-03-01 13:30 | 752 | 747
2017-03-01 14:00 | 770 | 766
2017-03-01 14:30 | 800 | 797
2017-03-01 15:00 | 826 | 824
2017-03-01 15:30 | 872 | 870
2017-03-01 16:00 | 923 | 923
2017-03-01 16:30 | 935 | 935
2017-03-01 17:00 | 964 | 963
2017-03-01 17:30 | 997 | 997
2017-03-01 18:00 | 944 | 943
2017-03-01 18:30 | 949 | 948
2017-03-01 19:00 | 1013 | 1013
2017-03-01 19:30 | 1037 | 1036
2017-03-01 20:00 | 976 | 975
2017-03-01 20:30 | 963 | 963
2017-03-01 21:00 | 898 | 897
2017-03-01 21:30 | 840 | 838
2017-03-01 22:00 | 771 | 766
2017-03-01 22:30 | 817 | 812
2017-03-01 23:00 | 865 | 861
2017-03-01 23:30 | 787 | 781
2017-03-02 | 674 | 666
2017-03-02 00:30 | 582 | 571
2017-03-02 01:00 | 552 | 539
2017-03-02 01:30 | 534 | 521
2017-03-02 02:00 | 521 | 507
2017-03-02 02:30 | 501 | 485
2017-03-02 03:00 | 489 | 472
2017-03-02 03:30 | 472 | 455
2017-03-02 04:00 | 521 | 507
2017-03-02 04:30 | 481 | 463
2017-03-02 05:00 | 474 | 456
2017-03-02 05:30 | 500 | 484
2017-03-02 06:00 | 547 | 533
2017-03-02 06:30 | 600 | 593
2017-03-02 07:00 | 652 | 646
2017-03-02 07:30 | 678 | 673
2017-03-02 08:00 | 651 | 646
2017-03-02 08:30 | 624 | 619
2017-03-02 09:00 | 611 | 604
2017-03-02 09:30 | 633 | 626
2017-03-02 10:00 | 642 | 635
2017-03-02 10:30 | 653 | 646
2017-03-02 11:00 | 651 | 645
2017-03-02 11:30 | 681 | 675
2017-03-02 12:00 | 723 | 720
2017-03-02 12:30 | 700 | 698
2017-03-02 13:00 | 742 | 740
2017-03-02 13:30 | 806 | 804
2017-03-02 14:00 | 819 | 818
2017-03-02 14:30 | 846 | 845
2017-03-02 15:00 | 810 | 808
2017-03-02 15:30 | 774 | 773
2017-03-02 16:00 | 843 | 842
2017-03-02 16:30 | 921 | 921
2017-03-02 17:00 | 979 | 979
2017-03-02 17:30 | 967 | 967
2017-03-02 18:00 | 959 | 959
2017-03-02 18:30 | 998 | 998
2017-03-02 19:00 | 1046 | 1046
2017-03-02 19:30 | 1028 | 1028
2017-03-02 20:00 | 1061 | 1061
2017-03-02 20:30 | 1046 | 1046
2017-03-02 21:00 | 954 | 954
2017-03-02 21:30 | 880 | 878
2017-03-02 22:00 | 809 | 805
2017-03-02 22:30 | 843 | 839
2017-03-02 23:00 | 898 | 895
2017-03-02 23:30 | 825 | 820
2017-03-03 | 721 | 714
2017-03-03 00:30 | 673 | 666
2017-03-03 01:00 | 618 | 608
2017-03-03 01:30 | 555 | 542
2017-03-03 02:00 | 547 | 533
2017-03-03 02:30 | 556 | 542
2017-03-03 03:00 | 559 | 545
2017-03-03 03:30 | 556 | 542
2017-03-03 04:00 | 549 | 534
2017-03-03 04:30 | 504 | 487
2017-03-03 05:00 | 501 | 484
2017-03-03 05:30 | 549 | 539
2017-03-03 06:00 | 576 | 569
2017-03-03 06:30 | 659 | 655
2017-03-03 07:00 | 677 | 673
2017-03-03 07:30 | 717 | 714
2017-03-03 08:00 | 714 | 710
2017-03-03 08:30 | 672 | 668
2017-03-03 09:00 | 727 | 724
2017-03-03 09:30 | 782 | 780
2017-03-03 10:00 | 794 | 790
2017-03-03 10:30 | 801 | 797
2017-03-03 11:00 | 791 | 787
2017-03-03 11:30 | 798 | 795
2017-03-03 12:00 | 852 | 850
2017-03-03 12:30 | 872 | 870
2017-03-03 13:00 | 825 | 823
2017-03-03 13:30 | 792 | 789
2017-03-03 14:00 | 810 | 807
2017-03-03 14:30 | 844 | 843
2017-03-03 15:00 | 865 | 864
2017-03-03 15:30 | 847 | 846
2017-03-03 16:00 | 944 | 943
2017-03-03 16:30 | 987 | 986
2017-03-03 17:00 | 988 | 987
2017-03-03 17:30 | 1011 | 1011
2017-03-03 18:00 | 986 | 985
2017-03-03 18:30 | 1011 | 1010
2017-03-03 19:00 | 1026 | 1026
2017-03-03 19:30 | 1025 | 1025
2017-03-03 20:00 | 1007 | 1007
2017-03-03 20:30 | 977 | 976
2017-03-03 21:00 | 904 | 902
2017-03-03 21:30 | 848 | 846
2017-03-03 22:00 | 791 | 787
2017-03-03 22:30 | 825 | 820
2017-03-03 23:00 | 911 | 907
2017-03-03 23:30 | 850 | 845
2017-03-04 | 746 | 739
2017-03-04 00:30 | 682 | 670
2017-03-04 01:00 | 615 | 599
2017-03-04 01:30 | 572 | 554
2017-03-04 02:00 | 537 | 516
2017-03-04 02:30 | 538 | 518
2017-03-04 03:00 | 585 | 568
2017-03-04 03:30 | 585 | 568
2017-03-04 04:00 | 578 | 560
2017-03-04 04:30 | 561 | 542
2017-03-04 05:00 | 516 | 492
2017-03-04 05:30 | 525 | 504
2017-03-04 06:00 | 541 | 520
2017-03-04 06:30 | 555 | 540
2017-03-04 07:00 | 570 | 559
2017-03-04 07:30 | 526 | 516
2017-03-04 08:00 | 493 | 481
2017-03-04 08:30 | 521 | 511
2017-03-04 09:00 | 578 | 571
2017-03-04 09:30 | 619 | 613
2017-03-04 10:00 | 622 | 616
2017-03-04 10:30 | 617 | 614
2017-03-04 11:00 | 612 | 607
2017-03-04 11:30 | 603 | 599
2017-03-04 12:00 | 587 | 582
2017-03-04 12:30 | 589 | 584
2017-03-04 13:00 | 606 | 601
2017-03-04 13:30 | 623 | 619
2017-03-04 14:00 | 674 | 671
2017-03-04 14:30 | 709 | 706
2017-03-04 15:00 | 724 | 722
2017-03-04 15:30 | 723 | 721
2017-03-04 16:00 | 783 | 782
2017-03-04 16:30 | 789 | 788
2017-03-04 17:00 | 812 | 811
2017-03-04 17:30 | 805 | 804
2017-03-04 18:00 | 809 | 808
2017-03-04 18:30 | 838 | 837
2017-03-04 19:00 | 887 | 887
2017-03-04 19:30 | 866 | 866
2017-03-04 20:00 | 880 | 879
2017-03-04 20:30 | 846 | 845
2017-03-04 21:00 | 810 | 808
2017-03-04 21:30 | 780 | 776
2017-03-04 22:00 | 747 | 740
2017-03-04 22:30 | 796 | 789
2017-03-04 23:00 | 860 | 854
2017-03-04 23:30 | 827 | 821
2017-03-05 | 743 | 735
2017-03-05 00:30 | 653 | 642
2017-03-05 01:00 | 579 | 565
2017-03-05 01:30 | 530 | 513
2017-03-05 02:00 | 490 | 470
2017-03-05 02:30 | 465 | 445
2017-03-05 03:00 | 421 | 399
2017-03-05 03:30 | 397 | 371
2017-03-05 04:00 | 394 | 368
2017-03-05 04:30 | 384 | 357
2017-03-05 05:00 | 392 | 367
2017-03-05 05:30 | 405 | 381
2017-03-05 06:00 | 444 | 423
2017-03-05 06:30 | 428 | 406
2017-03-05 07:00 | 437 | 416
2017-03-05 07:30 | 454 | 435
2017-03-05 08:00 | 493 | 482
2017-03-05 08:30 | 561 | 554
2017-03-05 09:00 | 601 | 595
2017-03-05 09:30 | 588 | 582
2017-03-05 10:00 | 582 | 576
2017-03-05 10:30 | 606 | 600
2017-03-05 11:00 | 622 | 617
2017-03-05 11:30 | 631 | 626
2017-03-05 12:00 | 652 | 647
2017-03-05 12:30 | 663 | 659
2017-03-05 13:00 | 724 | 720
2017-03-05 13:30 | 752 | 748
2017-03-05 14:00 | 783 | 780
2017-03-05 14:30 | 834 | 831
2017-03-05 15:00 | 837 | 834
2017-03-05 15:30 | 898 | 896
2017-03-05 16:00 | 932 | 931
2017-03-05 16:30 | 961 | 961
2017-03-05 17:00 | 993 | 993
2017-03-05 17:30 | 992 | 992
2017-03-05 18:00 | 1006 | 1006
2017-03-05 18:30 | 1005 | 1005
2017-03-05 19:00 | 1008 | 1008
2017-03-05 19:30 | 997 | 997
2017-03-05 20:00 | 998 | 998
2017-03-05 20:30 | 990 | 990
2017-03-05 21:00 | 930 | 928
2017-03-05 21:30 | 858 | 855
2017-03-05 22:00 | 852 | 848
2017-03-05 22:30 | 837 | 832
2017-03-05 23:00 | 866 | 862
2017-03-05 23:30 | 788 | 782
2017-03-06 | 710 | 699
2017-03-06 00:30 | 668 | 654
2017-03-06 01:00 | 628 | 612
2017-03-06 01:30 | 611 | 594
2017-03-06 02:00 | 568 | 549
2017-03-06 02:30 | 541 | 520
2017-03-06 03:00 | 564 | 545
2017-03-06 03:30 | 533 | 511
2017-03-06 04:00 | 530 | 509
2017-03-06 04:30 | 466 | 438
2017-03-06 05:00 | 478 | 453
2017-03-06 05:30 | 513 | 493
2017-03-06 06:00 | 565 | 553
2017-03-06 06:30 | 655 | 650
2017-03-06 07:00 | 666 | 662
2017-03-06 07:30 | 748 | 745
2017-03-06 08:00 | 802 | 800
2017-03-06 08:30 | 815 | 813
2017-03-06 09:00 | 812 | 808
2017-03-06 09:30 | 849 | 846
2017-03-06 10:00 | 869 | 866
2017-03-06 10:30 | 889 | 887
2017-03-06 11:00 | 881 | 879
2017-03-06 11:30 | 894 | 892
2017-03-06 12:00 | 920 | 919
2017-03-06 12:30 | 938 | 936
2017-03-06 13:00 | 951 | 949
2017-03-06 13:30 | 966 | 965
2017-03-06 14:00 | 993 | 992
2017-03-06 14:30 | 1029 | 1029
2017-03-06 15:00 | 1029 | 1029
2017-03-06 15:30 | 1039 | 1038
2017-03-06 16:00 | 1103 | 1103
2017-03-06 16:30 | 1116 | 1116
2017-03-06 17:00 | 1112 | 1112
2017-03-06 17:30 | 1117 | 1117
2017-03-06 18:00 | 1092 | 1092
2017-03-06 18:30 | 1063 | 1062
2017-03-06 19:00 | 1087 | 1087
2017-03-06 19:30 | 1078 | 1078
2017-03-06 20:00 | 1038 | 1038
2017-03-06 20:30 | 1015 | 1015
2017-03-06 21:00 | 956 | 955
2017-03-06 21:30 | 903 | 902
2017-03-06 22:00 | 831 | 827
2017-03-06 22:30 | 825 | 820
2017-03-06 23:00 | 881 | 877
2017-03-06 23:30 | 807 | 802
2017-03-07 | 724 | 716
2017-03-07 00:30 | 673 | 659
2017-03-07 01:00 | 655 | 635
2017-03-07 01:30 | 608 | 585
2017-03-07 02:00 | 549 | 521
2017-03-07 02:30 | 587 | 564
2017-03-07 03:00 | 594 | 571
2017-03-07 03:30 | 557 | 530
2017-03-07 04:00 | 544 | 516
2017-03-07 04:30 | 511 | 481
2017-03-07 05:00 | 519 | 496
2017-03-07 05:30 | 579 | 564
2017-03-07 06:00 | 643 | 633
2017-03-07 06:30 | 691 | 685
2017-03-07 07:00 | 693 | 688
2017-03-07 07:30 | 734 | 730
2017-03-07 08:00 | 756 | 753
2017-03-07 08:30 | 739 | 735
2017-03-07 09:00 | 743 | 739
2017-03-07 09:30 | 805 | 803
2017-03-07 10:00 | 786 | 783
2017-03-07 10:30 | 789 | 786
2017-03-07 11:00 | 784 | 782
2017-03-07 11:30 | 780 | 779
2017-03-07 12:00 | 812 | 812
2017-03-07 12:30 | 825 | 825
2017-03-07 13:00 | 832 | 832
2017-03-07 13:30 | 865 | 864
2017-03-07 14:00 | 870 | 868
2017-03-07 14:30 | 886 | 885
2017-03-07 15:00 | 945 | 944
2017-03-07 15:30 | 977 | 976
2017-03-07 16:00 | 993 | 992
2017-03-07 16:30 | 1003 | 1002
2017-03-07 17:00 | 1009 | 1008
2017-03-07 17:30 | 1030 | 1029
2017-03-07 18:00 | 999 | 998
2017-03-07 18:30 | 968 | 967
2017-03-07 19:00 | 995 | 994
2017-03-07 19:30 | 975 | 974
2017-03-07 20:00 | 947 | 946
2017-03-07 20:30 | 931 | 930
2017-03-07 21:00 | 893 | 891
2017-03-07 21:30 | 874 | 871
2017-03-07 22:00 | 844 | 839
2017-03-07 22:30 | 832 | 826
2017-03-07 23:00 | 838 | 832
2017-03-07 23:30 | 732 | 721
2017-03-08 | 708 | 696
2017-03-08 00:30 | 655 | 639
2017-03-08 01:00 | 655 | 636
2017-03-08 01:30 | 647 | 627
2017-03-08 02:00 | 635 | 614
2017-03-08 02:30 | 602 | 578
2017-03-08 03:00 | 556 | 529
2017-03-08 03:30 | 554 | 527
2017-03-08 04:00 | 554 | 527
2017-03-08 04:30 | 566 | 540
2017-03-08 05:00 | 561 | 535
2017-03-08 05:30 | 574 | 552
2017-03-08 06:00 | 529 | 507
2017-03-08 06:30 | 547 | 533
2017-03-08 07:00 | 573 | 563
2017-03-08 07:30 | 627 | 620
2017-03-08 08:00 | 673 | 668
2017-03-08 08:30 | 666 | 662
2017-03-08 09:00 | 659 | 653
2017-03-08 09:30 | 669 | 664
2017-03-08 10:00 | 676 | 671
2017-03-08 10:30 | 668 | 663
2017-03-08 11:00 | 666 | 662
2017-03-08 11:30 | 659 | 654
2017-03-08 12:00 | 663 | 659
2017-03-08 12:30 | 687 | 683
2017-03-08 13:00 | 714 | 710
2017-03-08 13:30 | 735 | 732
2017-03-08 14:00 | 753 | 748
2017-03-08 14:30 | 771 | 767
2017-03-08 15:00 | 799 | 795
2017-03-08 15:30 | 816 | 812
2017-03-08 16:00 | 822 | 818
2017-03-08 16:30 | 834 | 829
2017-03-08 17:00 | 845 | 840
2017-03-08 17:30 | 826 | 821
2017-03-08 18:00 | 812 | 807
2017-03-08 18:30 | 840 | 836
2017-03-08 19:00 | 893 | 891
2017-03-08 19:30 | 886 | 883
2017-03-08 20:00 | 886 | 882
2017-03-08 20:30 | 829 | 826
2017-03-08 21:00 | 780 | 776
2017-03-08 21:30 | 715 | 708
2017-03-08 22:00 | 650 | 639
2017-03-08 22:30 | 673 | 662
2017-03-08 23:00 | 726 | 716
2017-03-08 23:30 | 687 | 675
2017-03-09 | 610 | 595
2017-03-09 00:30 | 601 | 584
2017-03-09 01:00 | 612 | 595
2017-03-09 01:30 | 557 | 536
2017-03-09 02:00 | 531 | 508
2017-03-09 02:30 | 484 | 463
2017-03-09 03:00 | 445 | 422
2017-03-09 03:30 | 476 | 457
2017-03-09 04:00 | 542 | 528
2017-03-09 04:30 | 539 | 524
2017-03-09 05:00 | 455 | 435
2017-03-09 05:30 | 483 | 467
2017-03-09 06:00 | 551 | 543
2017-03-09 06:30 | 667 | 664
2017-03-09 07:00 | 765 | 764
2017-03-09 07:30 | 773 | 772
2017-03-09 08:00 | 775 | 773
2017-03-09 08:30 | 777 | 776
2017-03-09 09:00 | 756 | 755
2017-03-09 09:30 | 742 | 741
2017-03-09 10:00 | 739 | 738
2017-03-09 10:30 | 744 | 743
2017-03-09 11:00 | 742 | 741
2017-03-09 11:30 | 746 | 745
2017-03-09 12:00 | 776 | 775
2017-03-09 12:30 | 770 | 768
2017-03-09 13:00 | 781 | 779
2017-03-09 13:30 | 772 | 770
2017-03-09 14:00 | 760 | 758
2017-03-09 14:30 | 771 | 769
2017-03-09 15:00 | 723 | 720
2017-03-09 15:30 | 737 | 734
2017-03-09 16:00 | 800 | 799
2017-03-09 16:30 | 807 | 805
2017-03-09 17:00 | 829 | 827
2017-03-09 17:30 | 834 | 833
2017-03-09 18:00 | 824 | 822
2017-03-09 18:30 | 813 | 811
2017-03-09 19:00 | 810 | 809
2017-03-09 19:30 | 820 | 819
2017-03-09 20:00 | 816 | 815
2017-03-09 20:30 | 753 | 751
2017-03-09 21:00 | 703 | 700
2017-03-09 21:30 | 614 | 608
2017-03-09 22:00 | 595 | 588
2017-03-09 22:30 | 588 | 580
2017-03-09 23:00 | 669 | 661
2017-03-09 23:30 | 599 | 587
2017-03-10 | 522 | 506
2017-03-10 00:30 | 503 | 486
2017-03-10 01:00 | 449 | 427
2017-03-10 01:30 | 460 | 436
2017-03-10 02:00 | 462 | 435
2017-03-10 02:30 | 444 | 422
2017-03-10 03:00 | 394 | 367
2017-03-10 03:30 | 394 | 367
2017-03-10 04:00 | 394 | 368
2017-03-10 04:30 | 419 | 395
2017-03-10 05:00 | 435 | 414
2017-03-10 05:30 | 464 | 448
2017-03-10 06:00 | 493 | 481
2017-03-10 06:30 | 536 | 528
2017-03-10 07:00 | 561 | 553
2017-03-10 07:30 | 527 | 518
2017-03-10 08:00 | 524 | 518
2017-03-10 08:30 | 515 | 509
2017-03-10 09:00 | 516 | 510
2017-03-10 09:30 | 511 | 506
2017-03-10 10:00 | 507 | 502
2017-03-10 10:30 | 522 | 517
2017-03-10 11:00 | 515 | 509
2017-03-10 11:30 | 497 | 487
2017-03-10 12:00 | 488 | 478
2017-03-10 12:30 | 526 | 517
2017-03-10 13:00 | 535 | 527
2017-03-10 13:30 | 557 | 550
2017-03-10 14:00 | 595 | 589
2017-03-10 14:30 | 629 | 624
2017-03-10 15:00 | 636 | 632
2017-03-10 15:30 | 673 | 669
2017-03-10 16:00 | 745 | 742
2017-03-10 16:30 | 803 | 801
2017-03-10 17:00 | 825 | 823
2017-03-10 17:30 | 818 | 816
2017-03-10 18:00 | 760 | 757
2017-03-10 18:30 | 733 | 730
2017-03-10 19:00 | 800 | 799
2017-03-10 19:30 | 765 | 764
2017-03-10 20:00 | 730 | 728
2017-03-10 20:30 | 673 | 670
2017-03-10 21:00 | 609 | 607
2017-03-10 21:30 | 554 | 547
2017-03-10 22:00 | 566 | 558
2017-03-10 22:30 | 642 | 634
2017-03-10 23:00 | 731 | 724
2017-03-10 23:30 | 649 | 636
2017-03-11 | 564 | 544
2017-03-11 00:30 | 547 | 526
2017-03-11 01:00 | 529 | 506
2017-03-11 01:30 | 527 | 504
2017-03-11 02:00 | 485 | 458
2017-03-11 02:30 | 452 | 421
2017-03-11 03:00 | 416 | 385
2017-03-11 03:30 | 405 | 376
2017-03-11 04:00 | 401 | 366
2017-03-11 04:30 | 405 | 375
2017-03-11 05:00 | 408 | 381
2017-03-11 05:30 | 430 | 407
2017-03-11 06:00 | 449 | 427
2017-03-11 06:30 | 461 | 440
2017-03-11 07:00 | 477 | 458
2017-03-11 07:30 | 481 | 464
2017-03-11 08:00 | 489 | 472
2017-03-11 08:30 | 478 | 461
2017-03-11 09:00 | 496 | 479
2017-03-11 09:30 | 494 | 477
2017-03-11 10:00 | 484 | 466
2017-03-11 10:30 | 484 | 467
2017-03-11 11:00 | 495 | 479
2017-03-11 11:30 | 488 | 473
2017-03-11 12:00 | 480 | 465
2017-03-11 12:30 | 493 | 479
2017-03-11 13:00 | 503 | 489
2017-03-11 13:30 | 517 | 503
2017-03-11 14:00 | 560 | 550
2017-03-11 14:30 | 582 | 573
2017-03-11 15:00 | 623 | 616
2017-03-11 15:30 | 663 | 657
2017-03-11 16:00 | 714 | 709
2017-03-11 16:30 | 723 | 718
2017-03-11 17:00 | 770 | 766
2017-03-11 17:30 | 787 | 783
2017-03-11 18:00 | 786 | 782
2017-03-11 18:30 | 805 | 802
2017-03-11 19:00 | 864 | 863
2017-03-11 19:30 | 885 | 883
2017-03-11 20:00 | 849 | 848
2017-03-11 20:30 | 802 | 799
2017-03-11 21:00 | 756 | 753
2017-03-11 21:30 | 716 | 711
2017-03-11 22:00 | 674 | 668
2017-03-11 22:30 | 676 | 670
2017-03-11 23:00 | 692 | 685
2017-03-11 23:30 | 650 | 641
2017-03-12 | 596 | 581
2017-03-12 00:30 | 594 | 578
2017-03-12 01:00 | 590 | 573
2017-03-12 01:30 | 544 | 520
2017-03-12 02:00 | 522 | 494
2017-03-12 02:30 | 513 | 484
2017-03-12 03:00 | 486 | 453
2017-03-12 03:30 | 470 | 436
2017-03-12 04:00 | 467 | 431
2017-03-12 04:30 | 468 | 432
2017-03-12 05:00 | 449 | 411
2017-03-12 05:30 | 447 | 410
2017-03-12 06:00 | 451 | 414
2017-03-12 06:30 | 458 | 422
2017-03-12 07:00 | 471 | 438
2017-03-12 07:30 | 467 | 435
2017-03-12 08:00 | 453 | 429
2017-03-12 08:30 | 460 | 439
2017-03-12 09:00 | 483 | 470
2017-03-12 09:30 | 565 | 555
2017-03-12 10:00 | 591 | 581
2017-03-12 10:30 | 600 | 590
2017-03-12 11:00 | 593 | 583
2017-03-12 11:30 | 569 | 559
2017-03-12 12:00 | 599 | 590
2017-03-12 12:30 | 643 | 634
2017-03-12 13:00 | 668 | 661
2017-03-12 13:30 | 682 | 675
2017-03-12 14:00 | 689 | 683
2017-03-12 14:30 | 737 | 733
2017-03-12 15:00 | 787 | 785
2017-03-12 15:30 | 809 | 807
2017-03-12 16:00 | 821 | 819
2017-03-12 16:30 | 832 | 831
2017-03-12 17:00 | 851 | 850
2017-03-12 17:30 | 861 | 860
2017-03-12 18:00 | 866 | 865
2017-03-12 18:30 | 883 | 882
2017-03-12 19:00 | 910 | 910
2017-03-12 19:30 | 893 | 892
2017-03-12 20:00 | 912 | 910
2017-03-12 20:30 | 958 | 957
2017-03-12 21:00 | 918 | 916
2017-03-12 21:30 | 870 | 866
2017-03-12 22:00 | 819 | 812
2017-03-12 22:30 | 807 | 800
2017-03-12 23:00 | 813 | 807
2017-03-12 23:30 | 719 | 713
2017-03-13 | 675 | 667
2017-03-13 00:30 | 634 | 624
2017-03-13 01:00 | 652 | 640
2017-03-13 01:30 | 635 | 622
2017-03-13 02:00 | 615 | 601
2017-03-13 02:30 | 576 | 559
2017-03-13 03:00 | 546 | 528
2017-03-13 03:30 | 542 | 524
2017-03-13 04:00 | 546 | 528
2017-03-13 04:30 | 532 | 514
2017-03-13 05:00 | 541 | 524
2017-03-13 05:30 | 580 | 566
2017-03-13 06:00 | 635 | 622
2017-03-13 06:30 | 662 | 653
2017-03-13 07:00 | 746 | 742
2017-03-13 07:30 | 812 | 810
2017-03-13 08:00 | 850 | 848
2017-03-13 08:30 | 887 | 885
2017-03-13 09:00 | 853 | 850
2017-03-13 09:30 | 855 | 853
2017-03-13 10:00 | 875 | 873
2017-03-13 10:30 | 813 | 810
2017-03-13 11:00 | 752 | 748
2017-03-13 11:30 | 730 | 725
2017-03-13 12:00 | 727 | 723
2017-03-13 12:30 | 742 | 738
2017-03-13 13:00 | 783 | 780
2017-03-13 13:30 | 818 | 816
2017-03-13 14:00 | 831 | 829
2017-03-13 14:30 | 847 | 845
2017-03-13 15:00 | 853 | 851
2017-03-13 15:30 | 869 | 867
2017-03-13 16:00 | 896 | 894
2017-03-13 16:30 | 900 | 898
2017-03-13 17:00 | 918 | 916
2017-03-13 17:30 | 925 | 923
2017-03-13 18:00 | 933 | 931
2017-03-13 18:30 | 937 | 936
2017-03-13 19:00 | 999 | 998
2017-03-13 19:30 | 955 | 953
2017-03-13 20:00 | 971 | 970
2017-03-13 20:30 | 947 | 943
2017-03-13 21:00 | 892 | 888
2017-03-13 21:30 | 845 | 841
2017-03-13 22:00 | 791 | 786
2017-03-13 22:30 | 768 | 762
2017-03-13 23:00 | 792 | 786
2017-03-13 23:30 | 699 | 692
2017-03-14 | 579 | 569
2017-03-14 00:30 | 540 | 529
2017-03-14 01:00 | 530 | 517
2017-03-14 01:30 | 509 | 489
2017-03-14 02:00 | 491 | 470
2017-03-14 02:30 | 448 | 424
2017-03-14 03:00 | 420 | 393
2017-03-14 03:30 | 424 | 398
2017-03-14 04:00 | 451 | 427
2017-03-14 04:30 | 461 | 439
2017-03-14 05:00 | 482 | 462
2017-03-14 05:30 | 527 | 511
2017-03-14 06:00 | 516 | 499
2017-03-14 06:30 | 578 | 567
2017-03-14 07:00 | 668 | 662
2017-03-14 07:30 | 691 | 688
2017-03-14 08:00 | 714 | 709
2017-03-14 08:30 | 720 | 716
2017-03-14 09:00 | 756 | 753
2017-03-14 09:30 | 741 | 739
2017-03-14 10:00 | 684 | 682
2017-03-14 10:30 | 690 | 688
2017-03-14 11:00 | 674 | 671
2017-03-14 11:30 | 675 | 673
2017-03-14 12:00 | 681 | 678
2017-03-14 12:30 | 657 | 654
2017-03-14 13:00 | 601 | 596
2017-03-14 13:30 | 646 | 642
2017-03-14 14:00 | 671 | 668
2017-03-14 14:30 | 676 | 673
2017-03-14 15:00 | 715 | 713
2017-03-14 15:30 | 706 | 703
2017-03-14 16:00 | 745 | 743
2017-03-14 16:30 | 771 | 770
2017-03-14 17:00 | 806 | 805
2017-03-14 17:30 | 815 | 814
2017-03-14 18:00 | 862 | 861
2017-03-14 18:30 | 873 | 872
2017-03-14 19:00 | 823 | 821
2017-03-14 19:30 | 806 | 804
2017-03-14 20:00 | 814 | 812
2017-03-14 20:30 | 801 | 801
2017-03-14 21:00 | 792 | 791
2017-03-14 21:30 | 768 | 764
2017-03-14 22:00 | 785 | 780
2017-03-14 22:30 | 772 | 767
2017-03-14 23:00 | 795 | 789
2017-03-14 23:30 | 702 | 695
2017-03-15 | 638 | 628
2017-03-15 00:30 | 664 | 654
2017-03-15 01:00 | 705 | 693
2017-03-15 01:30 | 681 | 668
2017-03-15 02:00 | 615 | 600
2017-03-15 02:30 | 594 | 578
2017-03-15 03:00 | 589 | 573
2017-03-15 03:30 | 593 | 577
2017-03-15 04:00 | 592 | 577
2017-03-15 04:30 | 587 | 571
2017-03-15 05:00 | 537 | 519
2017-03-15 05:30 | 602 | 588
2017-03-15 06:00 | 674 | 664
2017-03-15 06:30 | 763 | 757
2017-03-15 07:00 | 703 | 699
2017-03-15 07:30 | 724 | 720
2017-03-15 08:00 | 735 | 731
2017-03-15 08:30 | 737 | 734
2017-03-15 09:00 | 731 | 727
2017-03-15 09:30 | 702 | 697
2017-03-15 10:00 | 747 | 744
2017-03-15 10:30 | 763 | 761
2017-03-15 11:00 | 782 | 781
2017-03-15 11:30 | 773 | 770
2017-03-15 12:00 | 725 | 722
2017-03-15 12:30 | 685 | 681
2017-03-15 13:00 | 713 | 709
2017-03-15 13:30 | 715 | 711
2017-03-15 14:00 | 744 | 741
2017-03-15 14:30 | 751 | 747
2017-03-15 15:00 | 747 | 743
2017-03-15 15:30 | 720 | 716
2017-03-15 16:00 | 705 | 700
2017-03-15 16:30 | 710 | 706
2017-03-15 17:00 | 739 | 735
2017-03-15 17:30 | 775 | 771
2017-03-15 18:00 | 791 | 787
2017-03-15 18:30 | 857 | 854
2017-03-15 19:00 | 839 | 838
2017-03-15 19:30 | 769 | 766
2017-03-15 20:00 | 788 | 786
2017-03-15 20:30 | 732 | 730
2017-03-15 21:00 | 731 | 730
2017-03-15 21:30 | 673 | 667
2017-03-15 22:00 | 613 | 600
2017-03-15 22:30 | 604 | 591
2017-03-15 23:00 | 631 | 620
2017-03-15 23:30 | 567 | 552
2017-03-16 | 495 | 474
2017-03-16 00:30 | 523 | 504
2017-03-16 01:00 | 525 | 506
2017-03-16 01:30 | 496 | 475
2017-03-16 02:00 | 480 | 458
2017-03-16 02:30 | 483 | 461
2017-03-16 03:00 | 475 | 452
2017-03-16 03:30 | 452 | 427
2017-03-16 04:00 | 436 | 409
2017-03-16 04:30 | 432 | 406
2017-03-16 05:00 | 442 | 417
2017-03-16 05:30 | 487 | 467
2017-03-16 06:00 | 515 | 497
2017-03-16 06:30 | 519 | 504
2017-03-16 07:00 | 567 | 558
2017-03-16 07:30 | 579 | 570
2017-03-16 08:00 | 580 | 569
2017-03-16 08:30 | 566 | 553
2017-03-16 09:00 | 564 | 552
2017-03-16 09:30 | 592 | 581
2017-03-16 10:00 | 633 | 623
2017-03-16 10:30 | 667 | 659
2017-03-16 11:00 | 672 | 665
2017-03-16 11:30 | 673 | 665
2017-03-16 12:00 | 693 | 686
2017-03-16 12:30 | 717 | 711
2017-03-16 13:00 | 687 | 680
2017-03-16 13:30 | 709 | 703
2017-03-16 14:00 | 741 | 736
2017-03-16 14:30 | 721 | 715
2017-03-16 15:00 | 694 | 687
2017-03-16 15:30 | 684 | 675
2017-03-16 16:00 | 744 | 738
2017-03-16 16:30 | 795 | 790
2017-03-16 17:00 | 809 | 805
2017-03-16 17:30 | 813 | 808
2017-03-16 18:00 | 807 | 801
2017-03-16 18:30 | 826 | 821
2017-03-16 19:00 | 877 | 873
2017-03-16 19:30 | 860 | 855
2017-03-16 20:00 | 869 | 865
2017-03-16 20:30 | 889 | 884
2017-03-16 21:00 | 855 | 850
2017-03-16 21:30 | 773 | 768
2017-03-16 22:00 | 705 | 698
2017-03-16 22:30 | 740 | 732
2017-03-16 23:00 | 776 | 768
2017-03-16 23:30 | 666 | 652
2017-03-17 | 569 | 549
2017-03-17 00:30 | 546 | 524
2017-03-17 01:00 | 566 | 546
2017-03-17 01:30 | 541 | 519
2017-03-17 02:00 | 533 | 510
2017-03-17 02:30 | 494 | 468
2017-03-17 03:00 | 457 | 427
2017-03-17 03:30 | 445 | 413
2017-03-17 04:00 | 422 | 387
2017-03-17 04:30 | 423 | 389
2017-03-17 05:00 | 454 | 424
2017-03-17 05:30 | 506 | 486
2017-03-17 06:00 | 513 | 495
2017-03-17 06:30 | 448 | 432
2017-03-17 07:00 | 520 | 516
2017-03-17 07:30 | 551 | 549
2017-03-17 08:00 | 581 | 577
2017-03-17 08:30 | 639 | 637
2017-03-17 09:00 | 695 | 693
2017-03-17 09:30 | 744 | 743
2017-03-17 10:00 | 743 | 742
2017-03-17 10:30 | 774 | 773
2017-03-17 11:00 | 786 | 785
2017-03-17 11:30 | 819 | 819
2017-03-17 12:00 | 879 | 879
2017-03-17 12:30 | 913 | 912
2017-03-17 13:00 | 953 | 952
2017-03-17 13:30 | 958 | 958
2017-03-17 14:00 | 919 | 918
2017-03-17 14:30 | 863 | 861
2017-03-17 15:00 | 848 | 847
2017-03-17 15:30 | 925 | 923
2017-03-17 16:00 | 941 | 940
2017-03-17 16:30 | 937 | 936
2017-03-17 17:00 | 939 | 937
2017-03-17 17:30 | 926 | 924
2017-03-17 18:00 | 876 | 875
2017-03-17 18:30 | 899 | 898
2017-03-17 19:00 | 949 | 949
2017-03-17 19:30 | 921 | 920
2017-03-17 20:00 | 889 | 889
2017-03-17 20:30 | 835 | 834
2017-03-17 21:00 | 760 | 758
2017-03-17 21:30 | 705 | 698
2017-03-17 22:00 | 672 | 660
2017-03-17 22:30 | 691 | 679
2017-03-17 23:00 | 704 | 692
2017-03-17 23:30 | 645 | 631
2017-03-18 | 598 | 582
2017-03-18 00:30 | 595 | 577
2017-03-18 01:00 | 572 | 547
2017-03-18 01:30 | 550 | 522
2017-03-18 02:00 | 518 | 487
2017-03-18 02:30 | 486 | 452
2017-03-18 03:00 | 448 | 408
2017-03-18 03:30 | 442 | 401
2017-03-18 04:00 | 423 | 379
2017-03-18 04:30 | 422 | 378
2017-03-18 05:00 | 446 | 406
2017-03-18 05:30 | 433 | 392
2017-03-18 06:00 | 423 | 381
2017-03-18 06:30 | 423 | 382
2017-03-18 07:00 | 462 | 425
2017-03-18 07:30 | 498 | 471
2017-03-18 08:00 | 521 | 500
2017-03-18 08:30 | 511 | 492
2017-03-18 09:00 | 544 | 527
2017-03-18 09:30 | 529 | 515
2017-03-18 10:00 | 545 | 533
2017-03-18 10:30 | 523 | 510
2017-03-18 11:00 | 555 | 543
2017-03-18 11:30 | 580 | 569
2017-03-18 12:00 | 610 | 601
2017-03-18 12:30 | 615 | 609
2017-03-18 13:00 | 667 | 662
2017-03-18 13:30 | 695 | 690
2017-03-18 14:00 | 704 | 699
2017-03-18 14:30 | 724 | 720
2017-03-18 15:00 | 731 | 729
2017-03-18 15:30 | 724 | 722
2017-03-18 16:00 | 695 | 693
2017-03-18 16:30 | 715 | 713
2017-03-18 17:00 | 728 | 726
2017-03-18 17:30 | 724 | 722
2017-03-18 18:00 | 696 | 693
2017-03-18 18:30 | 702 | 701
2017-03-18 19:00 | 761 | 760
2017-03-18 19:30 | 748 | 746
2017-03-18 20:00 | 750 | 749
2017-03-18 20:30 | 827 | 825
2017-03-18 21:00 | 836 | 834
2017-03-18 21:30 | 802 | 797
2017-03-18 22:00 | 761 | 752
2017-03-18 22:30 | 751 | 739
2017-03-18 23:00 | 830 | 822
2017-03-18 23:30 | 760 | 750
2017-03-19 | 685 | 672
2017-03-19 00:30 | 650 | 636
2017-03-19 01:00 | 611 | 595
2017-03-19 01:30 | 551 | 532
2017-03-19 02:00 | 521 | 495
2017-03-19 02:30 | 496 | 464
2017-03-19 03:00 | 466 | 429
2017-03-19 03:30 | 455 | 417
2017-03-19 04:00 | 421 | 377
2017-03-19 04:30 | 436 | 392
2017-03-19 05:00 | 440 | 396
2017-03-19 05:30 | 442 | 398
2017-03-19 06:00 | 442 | 399
2017-03-19 06:30 | 437 | 394
2017-03-19 07:00 | 431 | 388
2017-03-19 07:30 | 442 | 402
2017-03-19 08:00 | 468 | 439
2017-03-19 08:30 | 474 | 449
2017-03-19 09:00 | 454 | 427
2017-03-19 09:30 | 459 | 433
2017-03-19 10:00 | 474 | 456
2017-03-19 10:30 | 500 | 484
2017-03-19 11:00 | 474 | 456
2017-03-19 11:30 | 441 | 421
2017-03-19 12:00 | 425 | 404
2017-03-19 12:30 | 458 | 444
2017-03-19 13:00 | 496 | 486
2017-03-19 13:30 | 510 | 499
2017-03-19 14:00 | 477 | 464
2017-03-19 14:30 | 484 | 472
2017-03-19 15:00 | 477 | 466
2017-03-19 15:30 | 441 | 428
2017-03-19 16:00 | 434 | 420
2017-03-19 16:30 | 438 | 423
2017-03-19 17:00 | 453 | 439
2017-03-19 17:30 | 483 | 471
2017-03-19 18:00 | 529 | 520
2017-03-19 18:30 | 585 | 579
2017-03-19 19:00 | 622 | 616
2017-03-19 19:30 | 607 | 600
2017-03-19 20:00 | 613 | 606
2017-03-19 20:30 | 683 | 678
2017-03-19 21:00 | 644 | 637
2017-03-19 21:30 | 639 | 628
2017-03-19 22:00 | 596 | 579
2017-03-19 22:30 | 594 | 577
2017-03-19 23:00 | 613 | 597
2017-03-19 23:30 | 605 | 586
2017-03-20 | 553 | 525
2017-03-20 00:30 | 505 | 473
2017-03-20 01:00 | 476 | 440
2017-03-20 01:30 | 456 | 417
2017-03-20 02:00 | 433 | 391
2017-03-20 02:30 | 401 | 354
2017-03-20 03:00 | 358 | 302
2017-03-20 03:30 | 362 | 306
2017-03-20 04:00 | 346 | 298
2017-03-20 04:30 | 363 | 323
2017-03-20 05:00 | 403 | 368
2017-03-20 05:30 | 362 | 329
2017-03-20 06:00 | 381 | 358
2017-03-20 06:30 | 417 | 401
2017-03-20 07:00 | 477 | 464
2017-03-20 07:30 | 469 | 456
2017-03-20 08:00 | 419 | 403
2017-03-20 08:30 | 443 | 431
2017-03-20 09:00 | 474 | 464
2017-03-20 09:30 | 515 | 506
2017-03-20 10:00 | 511 | 502
2017-03-20 10:30 | 510 | 501
2017-03-20 11:00 | 518 | 510
2017-03-20 11:30 | 498 | 483
2017-03-20 12:00 | 501 | 486
2017-03-20 12:30 | 462 | 447
2017-03-20 13:00 | 452 | 438
2017-03-20 13:30 | 436 | 422
2017-03-20 14:00 | 452 | 440
2017-03-20 14:30 | 461 | 449
2017-03-20 15:00 | 443 | 429
2017-03-20 15:30 | 431 | 416
2017-03-20 16:00 | 451 | 437
2017-03-20 16:30 | 482 | 469
2017-03-20 17:00 | 551 | 539
2017-03-20 17:30 | 625 | 615
2017-03-20 18:00 | 669 | 662
2017-03-20 18:30 | 681 | 676
2017-03-20 19:00 | 677 | 672
2017-03-20 19:30 | 614 | 606
2017-03-20 20:00 | 618 | 610
2017-03-20 20:30 | 626 | 619
2017-03-20 21:00 | 604 | 596
2017-03-20 21:30 | 553 | 540
2017-03-20 22:00 | 555 | 541
2017-03-20 22:30 | 558 | 543
2017-03-20 23:00 | 600 | 584
2017-03-20 23:30 | 543 | 523
2017-03-21 | 468 | 437
2017-03-21 00:30 | 489 | 457
2017-03-21 01:00 | 497 | 467
2017-03-21 01:30 | 452 | 416
2017-03-21 02:00 | 428 | 388
2017-03-21 02:30 | 447 | 410
2017-03-21 03:00 | 403 | 360
2017-03-21 03:30 | 446 | 408
2017-03-21 04:00 | 465 | 430
2017-03-21 04:30 | 450 | 413
2017-03-21 05:00 | 478 | 446
2017-03-21 05:30 | 545 | 518
2017-03-21 06:00 | 524 | 495
2017-03-21 06:30 | 562 | 536
2017-03-21 07:00 | 627 | 616
2017-03-21 07:30 | 669 | 661
2017-03-21 08:00 | 629 | 620
2017-03-21 08:30 | 658 | 650
2017-03-21 09:00 | 654 | 645
2017-03-21 09:30 | 676 | 669
2017-03-21 10:00 | 701 | 695
2017-03-21 10:30 | 690 | 683
2017-03-21 11:00 | 667 | 659
2017-03-21 11:30 | 666 | 658
2017-03-21 12:00 | 645 | 637
2017-03-21 12:30 | 675 | 668
2017-03-21 13:00 | 677 | 670
2017-03-21 13:30 | 687 | 680
2017-03-21 14:00 | 701 | 695
2017-03-21 14:30 | 711 | 705
2017-03-21 15:00 | 721 | 716
2017-03-21 15:30 | 723 | 719
2017-03-21 16:00 | 706 | 700
2017-03-21 16:30 | 725 | 720
2017-03-21 17:00 | 779 | 776
2017-03-21 17:30 | 789 | 786
2017-03-21 18:00 | 810 | 807
2017-03-21 18:30 | 853 | 851
2017-03-21 19:00 | 866 | 864
2017-03-21 19:30 | 812 | 809
2017-03-21 20:00 | 793 | 789
2017-03-21 20:30 | 763 | 759
2017-03-21 21:00 | 694 | 688
2017-03-21 21:30 | 686 | 680
2017-03-21 22:00 | 650 | 639
2017-03-21 22:30 | 641 | 630
2017-03-21 23:00 | 660 | 650
2017-03-21 23:30 | 587 | 574
2017-03-22 | 493 | 473
2017-03-22 00:30 | 431 | 404
2017-03-22 01:00 | 408 | 379
2017-03-22 01:30 | 399 | 367
2017-03-22 02:00 | 376 | 332
2017-03-22 02:30 | 359 | 313
2017-03-22 03:00 | 353 | 305
2017-03-22 03:30 | 340 | 289
2017-03-22 04:00 | 349 | 302
2017-03-22 04:30 | 364 | 321
2017-03-22 05:00 | 506 | 484
2017-03-22 05:30 | 590 | 574
2017-03-22 06:00 | 578 | 563
2017-03-22 06:30 | 607 | 599
2017-03-22 07:00 | 662 | 659
2017-03-22 07:30 | 683 | 681
2017-03-22 08:00 | 670 | 668
2017-03-22 08:30 | 676 | 674
2017-03-22 09:00 | 694 | 692
2017-03-22 09:30 | 709 | 707
2017-03-22 10:00 | 696 | 694
2017-03-22 10:30 | 703 | 701
2017-03-22 11:00 | 706 | 704
2017-03-22 11:30 | 700 | 699
2017-03-22 12:00 | 702 | 700
2017-03-22 12:30 | 711 | 709
2017-03-22 13:00 | 709 | 707
2017-03-22 13:30 | 720 | 718
2017-03-22 14:00 | 710 | 708
2017-03-22 14:30 | 704 | 702
2017-03-22 15:00 | 693 | 691
2017-03-22 15:30 | 685 | 683
2017-03-22 16:00 | 712 | 711
2017-03-22 16:30 | 738 | 737
2017-03-22 17:00 | 748 | 746
2017-03-22 17:30 | 717 | 715
2017-03-22 18:00 | 697 | 694
2017-03-22 18:30 | 741 | 738
2017-03-22 19:00 | 770 | 768
2017-03-22 19:30 | 738 | 735
2017-03-22 20:00 | 719 | 717
2017-03-22 20:30 | 676 | 673
2017-03-22 21:00 | 631 | 626
2017-03-22 21:30 | 564 | 555
2017-03-22 22:00 | 482 | 467
2017-03-22 22:30 | 506 | 493
2017-03-22 23:00 | 666 | 656
2017-03-22 23:30 | 619 | 601
2017-03-23 | 538 | 513
2017-03-23 00:30 | 504 | 476
2017-03-23 01:00 | 479 | 449
2017-03-23 01:30 | 444 | 401
2017-03-23 02:00 | 421 | 370
2017-03-23 02:30 | 399 | 344
2017-03-23 03:00 | 360 | 307
2017-03-23 03:30 | 350 | 311
2017-03-23 04:00 | 336 | 296
2017-03-23 04:30 | 348 | 312
2017-03-23 05:00 | 410 | 384
2017-03-23 05:30 | 496 | 478
2017-03-23 06:00 | 514 | 499
2017-03-23 06:30 | 538 | 529
2017-03-23 07:00 | 608 | 600
2017-03-23 07:30 | 637 | 631
2017-03-23 08:00 | 612 | 605
2017-03-23 08:30 | 614 | 607
2017-03-23 09:00 | 653 | 648
2017-03-23 09:30 | 668 | 664
2017-03-23 10:00 | 629 | 623
2017-03-23 10:30 | 634 | 628
2017-03-23 11:00 | 615 | 608
2017-03-23 11:30 | 600 | 594
2017-03-23 12:00 | 623 | 618
2017-03-23 12:30 | 616 | 611
2017-03-23 13:00 | 619 | 614
2017-03-23 13:30 | 639 | 634
2017-03-23 14:00 | 679 | 675
2017-03-23 14:30 | 715 | 712
2017-03-23 15:00 | 673 | 667
2017-03-23 15:30 | 691 | 682
2017-03-23 16:00 | 721 | 714
2017-03-23 16:30 | 733 | 726
2017-03-23 17:00 | 751 | 744
2017-03-23 17:30 | 741 | 733
2017-03-23 18:00 | 735 | 732
2017-03-23 18:30 | 774 | 772
2017-03-23 19:00 | 824 | 823
2017-03-23 19:30 | 786 | 784
2017-03-23 20:00 | 766 | 764
2017-03-23 20:30 | 783 | 781
2017-03-23 21:00 | 712 | 709
2017-03-23 21:30 | 622 | 611
2017-03-23 22:00 | 553 | 536
2017-03-23 22:30 | 605 | 591
2017-03-23 23:00 | 722 | 714
2017-03-23 23:30 | 639 | 626
2017-03-24 | 542 | 523
2017-03-24 00:30 | 491 | 468
2017-03-24 01:00 | 441 | 414
2017-03-24 01:30 | 409 | 383
2017-03-24 02:00 | 371 | 339
2017-03-24 02:30 | 368 | 336
2017-03-24 03:00 | 369 | 336
2017-03-24 03:30 | 357 | 323
2017-03-24 04:00 | 347 | 311
2017-03-24 04:30 | 355 | 320
2017-03-24 05:00 | 445 | 422
2017-03-24 05:30 | 435 | 413
2017-03-24 06:00 | 507 | 493
2017-03-24 06:30 | 566 | 558
2017-03-24 07:00 | 584 | 577
2017-03-24 07:30 | 618 | 615
2017-03-24 08:00 | 621 | 618
2017-03-24 08:30 | 633 | 631
2017-03-24 09:00 | 643 | 640
2017-03-24 09:30 | 660 | 655
2017-03-24 10:00 | 664 | 660
2017-03-24 10:30 | 650 | 646
2017-03-24 11:00 | 648 | 644
2017-03-24 11:30 | 683 | 680
2017-03-24 12:00 | 696 | 693
2017-03-24 12:30 | 691 | 687
2017-03-24 13:00 | 681 | 677
2017-03-24 13:30 | 694 | 690
2017-03-24 14:00 | 728 | 725
2017-03-24 14:30 | 714 | 711
2017-03-24 15:00 | 711 | 707
2017-03-24 15:30 | 705 | 701
2017-03-24 16:00 | 725 | 721
2017-03-24 16:30 | 698 | 694
2017-03-24 17:00 | 686 | 682
2017-03-24 17:30 | 684 | 679
2017-03-24 18:00 | 675 | 670
2017-03-24 18:30 | 661 | 655
2017-03-24 19:00 | 598 | 589
2017-03-24 19:30 | 559 | 548
2017-03-24 20:00 | 562 | 553
2017-03-24 20:30 | 562 | 557
2017-03-24 21:00 | 492 | 484
2017-03-24 21:30 | 482 | 469
2017-03-24 22:00 | 436 | 419
2017-03-24 22:30 | 510 | 495
2017-03-24 23:00 | 594 | 582
2017-03-24 23:30 | 537 | 521
2017-03-25 | 470 | 450
2017-03-25 00:30 | 421 | 396
2017-03-25 01:00 | 377 | 344
2017-03-25 01:30 | 381 | 343
2017-03-25 02:00 | 366 | 327
2017-03-25 02:30 | 330 | 283
2017-03-25 03:00 | 289 | 227
2017-03-25 03:30 | 298 | 240
2017-03-25 04:00 | 302 | 245
2017-03-25 04:30 | 355 | 311
2017-03-25 05:00 | 331 | 282
2017-03-25 05:30 | 319 | 268
2017-03-25 06:00 | 317 | 265
2017-03-25 06:30 | 356 | 322
2017-03-25 07:00 | 374 | 344
2017-03-25 07:30 | 358 | 328
2017-03-25 08:00 | 354 | 331
2017-03-25 08:30 | 375 | 353
2017-03-25 09:00 | 408 | 389
2017-03-25 09:30 | 453 | 439
2017-03-25 10:00 | 455 | 441
2017-03-25 10:30 | 441 | 427
2017-03-25 11:00 | 434 | 419
2017-03-25 11:30 | 389 | 369
2017-03-25 12:00 | 378 | 356
2017-03-25 12:30 | 391 | 372
2017-03-25 13:00 | 380 | 359
2017-03-25 13:30 | 403 | 384
2017-03-25 14:00 | 407 | 389
2017-03-25 14:30 | 424 | 409
2017-03-25 15:00 | 411 | 396
2017-03-25 15:30 | 498 | 488
2017-03-25 16:00 | 546 | 538
2017-03-25 16:30 | 586 | 579
2017-03-25 17:00 | 638 | 633
2017-03-25 17:30 | 577 | 571
2017-03-25 18:00 | 559 | 552
2017-03-25 18:30 | 607 | 602
2017-03-25 19:00 | 639 | 635
2017-03-25 19:30 | 634 | 629
2017-03-25 20:00 | 590 | 584
2017-03-25 20:30 | 555 | 547
2017-03-25 21:00 | 490 | 479
2017-03-25 21:30 | 509 | 500
2017-03-25 22:00 | 489 | 478
2017-03-25 22:30 | 504 | 489
2017-03-25 23:00 | 603 | 589
2017-03-25 23:30 | 539 | 518
2017-03-26 | 475 | 442
2017-03-26 00:30 | 431 | 392
2017-03-26 01:00 | 385 | 340
2017-03-26 01:30 | 356 | 306
2017-03-26 02:00 | 305 | 240
2017-03-26 02:30 | 303 | 240
2017-03-26 03:00 | 280 | 206
2017-03-26 03:30 | 279 | 205
2017-03-26 04:00 | 293 | 225
2017-03-26 04:30 | 291 | 220
2017-03-26 05:00 | 300 | 232
2017-03-26 05:30 | 309 | 245
2017-03-26 06:00 | 313 | 249
2017-03-26 06:30 | 285 | 229
2017-03-26 07:00 | 288 | 237
2017-03-26 07:30 | 278 | 223
2017-03-26 08:00 | 279 | 252
2017-03-26 08:30 | 290 | 266
2017-03-26 09:00 | 295 | 271
2017-03-26 09:30 | 403 | 389
2017-03-26 10:00 | 436 | 425
2017-03-26 10:30 | 439 | 428
2017-03-26 11:00 | 437 | 426
2017-03-26 11:30 | 426 | 415
2017-03-26 12:00 | 441 | 430
2017-03-26 12:30 | 440 | 429
2017-03-26 13:00 | 459 | 450
2017-03-26 13:30 | 470 | 461
2017-03-26 14:00 | 523 | 516
2017-03-26 14:30 | 558 | 553
2017-03-26 15:00 | 565 | 560
2017-03-26 15:30 | 550 | 544
2017-03-26 16:00 | 565 | 560
2017-03-26 16:30 | 604 | 602
2017-03-26 17:00 | 635 | 633
2017-03-26 17:30 | 584 | 581
2017-03-26 18:00 | 575 | 572
2017-03-26 18:30 | 628 | 627
2017-03-26 19:00 | 651 | 648
2017-03-26 19:30 | 604 | 599
2017-03-26 20:00 | 595 | 589
2017-03-26 20:30 | 690 | 686
2017-03-26 21:00 | 615 | 612
2017-03-26 21:30 | 580 | 570
2017-03-26 22:00 | 521 | 507
2017-03-26 22:30 | 545 | 531
2017-03-26 23:00 | 616 | 602
2017-03-26 23:30 | 542 | 524
2017-03-27 | 482 | 459
2017-03-27 00:30 | 425 | 396
2017-03-27 01:00 | 376 | 341
2017-03-27 01:30 | 413 | 382
2017-03-27 02:00 | 425 | 386
2017-03-27 02:30 | 405 | 361
2017-03-27 03:00 | 382 | 335
2017-03-27 03:30 | 352 | 299
2017-03-27 04:00 | 352 | 297
2017-03-27 04:30 | 354 | 313
2017-03-27 05:00 | 377 | 342
2017-03-27 05:30 | 333 | 297
2017-03-27 06:00 | 347 | 321
2017-03-27 06:30 | 419 | 410
2017-03-27 07:00 | 514 | 509
2017-03-27 07:30 | 518 | 513
2017-03-27 08:00 | 535 | 530
2017-03-27 08:30 | 555 | 550
2017-03-27 09:00 | 584 | 581
2017-03-27 09:30 | 595 | 591
2017-03-27 10:00 | 594 | 590
2017-03-27 10:30 | 611 | 608
2017-03-27 11:00 | 632 | 630
2017-03-27 11:30 | 604 | 601
2017-03-27 12:00 | 602 | 599
2017-03-27 12:30 | 621 | 618
2017-03-27 13:00 | 636 | 634
2017-03-27 13:30 | 660 | 657
2017-03-27 14:00 | 672 | 670
2017-03-27 14:30 | 629 | 627
2017-03-27 15:00 | 629 | 627
2017-03-27 15:30 | 659 | 657
2017-03-27 16:00 | 708 | 706
2017-03-27 16:30 | 633 | 629
2017-03-27 17:00 | 657 | 652
2017-03-27 17:30 | 718 | 714
2017-03-27 18:00 | 708 | 703
2017-03-27 18:30 | 716 | 712
2017-03-27 19:00 | 718 | 713
2017-03-27 19:30 | 706 | 701
2017-03-27 20:00 | 654 | 650
2017-03-27 20:30 | 626 | 621
2017-03-27 21:00 | 551 | 544
2017-03-27 21:30 | 500 | 488
2017-03-27 22:00 | 446 | 429
2017-03-27 22:30 | 475 | 456
2017-03-27 23:00 | 528 | 513
2017-03-27 23:30 | 451 | 425
2017-03-28 | 421 | 390
2017-03-28 00:30 | 355 | 316
2017-03-28 01:00 | 366 | 329
2017-03-28 01:30 | 360 | 323
2017-03-28 02:00 | 353 | 313
2017-03-28 02:30 | 373 | 337
2017-03-28 03:00 | 346 | 305
2017-03-28 03:30 | 293 | 242
2017-03-28 04:00 | 318 | 273
2017-03-28 04:30 | 309 | 263
2017-03-28 05:00 | 266 | 219
2017-03-28 05:30 | 274 | 246
2017-03-28 06:00 | 309 | 292
2017-03-28 06:30 | 399 | 389
2017-03-28 07:00 | 509 | 503
2017-03-28 07:30 | 545 | 540
2017-03-28 08:00 | 551 | 546
2017-03-28 08:30 | 539 | 535
2017-03-28 09:00 | 546 | 542
2017-03-28 09:30 | 558 | 555
2017-03-28 10:00 | 550 | 545
2017-03-28 10:30 | 541 | 536
2017-03-28 11:00 | 564 | 560
2017-03-28 11:30 | 551 | 546
2017-03-28 12:00 | 534 | 529
2017-03-28 12:30 | 438 | 424
2017-03-28 13:00 | 427 | 414
2017-03-28 13:30 | 461 | 451
2017-03-28 14:00 | 494 | 484
2017-03-28 14:30 | 517 | 509
2017-03-28 15:00 | 524 | 516
2017-03-28 15:30 | 550 | 543
2017-03-28 16:00 | 620 | 615
2017-03-28 16:30 | 650 | 646
2017-03-28 17:00 | 710 | 705
2017-03-28 17:30 | 716 | 712
2017-03-28 18:00 | 719 | 715
2017-03-28 18:30 | 743 | 740
2017-03-28 19:00 | 755 | 752
2017-03-28 19:30 | 685 | 682
2017-03-28 20:00 | 655 | 652
2017-03-28 20:30 | 626 | 622
2017-03-28 21:00 | 596 | 591
2017-03-28 21:30 | 564 | 551
2017-03-28 22:00 | 523 | 508
2017-03-28 22:30 | 527 | 511
2017-03-28 23:00 | 549 | 534
2017-03-28 23:30 | 477 | 457
2017-03-29 | 461 | 433
2017-03-29 00:30 | 423 | 392
2017-03-29 01:00 | 369 | 332
2017-03-29 01:30 | 323 | 281
2017-03-29 02:00 | 295 | 245
2017-03-29 02:30 | 263 | 201
2017-03-29 03:00 | 287 | 232
2017-03-29 03:30 | 282 | 221
2017-03-29 04:00 | 286 | 227
2017-03-29 04:30 | 293 | 238
2017-03-29 05:00 | 358 | 319
2017-03-29 05:30 | 424 | 395
2017-03-29 06:00 | 454 | 429
2017-03-29 06:30 | 504 | 492
2017-03-29 07:00 | 594 | 588
2017-03-29 07:30 | 686 | 682
2017-03-29 08:00 | 635 | 631
2017-03-29 08:30 | 652 | 650
2017-03-29 09:00 | 676 | 674
2017-03-29 09:30 | 719 | 717
2017-03-29 10:00 | 742 | 741
2017-03-29 10:30 | 713 | 712
2017-03-29 11:00 | 733 | 732
2017-03-29 11:30 | 739 | 738
2017-03-29 12:00 | 745 | 744
2017-03-29 12:30 | 731 | 729
2017-03-29 13:00 | 711 | 710
2017-03-29 13:30 | 695 | 693
2017-03-29 14:00 | 661 | 660
2017-03-29 14:30 | 692 | 692
2017-03-29 15:00 | 699 | 698
2017-03-29 15:30 | 678 | 675
2017-03-29 16:00 | 674 | 670
2017-03-29 16:30 | 643 | 638
2017-03-29 17:00 | 650 | 646
2017-03-29 17:30 | 629 | 624
2017-03-29 18:00 | 667 | 663
2017-03-29 18:30 | 742 | 739
2017-03-29 19:00 | 811 | 809
2017-03-29 19:30 | 789 | 785
2017-03-29 20:00 | 750 | 748
2017-03-29 20:30 | 770 | 768
2017-03-29 21:00 | 677 | 674
2017-03-29 21:30 | 611 | 603
2017-03-29 22:00 | 595 | 583
2017-03-29 22:30 | 683 | 673
2017-03-29 23:00 | 724 | 712
2017-03-29 23:30 | 633 | 618
2017-03-30 | 585 | 567
2017-03-30 00:30 | 571 | 552
2017-03-30 01:00 | 540 | 518
2017-03-30 01:30 | 492 | 467
2017-03-30 02:00 | 486 | 460
2017-03-30 02:30 | 455 | 425
2017-03-30 03:00 | 427 | 395
2017-03-30 03:30 | 422 | 388
2017-03-30 04:00 | 378 | 339
2017-03-30 04:30 | 345 | 301
2017-03-30 05:00 | 403 | 369
2017-03-30 05:30 | 431 | 403
2017-03-30 06:00 | 479 | 453
2017-03-30 06:30 | 563 | 546
2017-03-30 07:00 | 618 | 611
2017-03-30 07:30 | 687 | 682
2017-03-30 08:00 | 724 | 720
2017-03-30 08:30 | 755 | 752
2017-03-30 09:00 | 638 | 632
2017-03-30 09:30 | 724 | 720
2017-03-30 10:00 | 710 | 706
2017-03-30 10:30 | 705 | 702
2017-03-30 11:00 | 703 | 699
2017-03-30 11:30 | 676 | 673
2017-03-30 12:00 | 652 | 648
2017-03-30 12:30 | 615 | 609
2017-03-30 13:00 | 694 | 689
2017-03-30 13:30 | 724 | 720
2017-03-30 14:00 | 719 | 715
2017-03-30 14:30 | 710 | 706
2017-03-30 15:00 | 682 | 677
2017-03-30 15:30 | 663 | 658
2017-03-30 16:00 | 683 | 677
2017-03-30 16:30 | 724 | 719
2017-03-30 17:00 | 737 | 733
2017-03-30 17:30 | 728 | 723
2017-03-30 18:00 | 702 | 698
2017-03-30 18:30 | 793 | 791
2017-03-30 19:00 | 869 | 868
2017-03-30 19:30 | 800 | 798
2017-03-30 20:00 | 806 | 803
2017-03-30 20:30 | 768 | 763
2017-03-30 21:00 | 719 | 715
2017-03-30 21:30 | 636 | 623
2017-03-30 22:00 | 602 | 585
2017-03-30 22:30 | 627 | 612
2017-03-30 23:00 | 643 | 628
2017-03-30 23:30 | 564 | 544
2017-03-31 | 526 | 503
2017-03-31 00:30 | 473 | 445
2017-03-31 01:00 | 434 | 401
2017-03-31 01:30 | 378 | 332
2017-03-31 02:00 | 402 | 356
2017-03-31 02:30 | 443 | 402
2017-03-31 03:00 | 432 | 389
2017-03-31 03:30 | 412 | 367
2017-03-31 04:00 | 406 | 359
2017-03-31 04:30 | 360 | 308
2017-03-31 05:00 | 382 | 352
2017-03-31 05:30 | 446 | 424
2017-03-31 06:00 | 471 | 452
2017-03-31 06:30 | 469 | 451
2017-03-31 07:00 | 492 | 475
2017-03-31 07:30 | 585 | 580
2017-03-31 08:00 | 585 | 582
2017-03-31 08:30 | 574 | 570
2017-03-31 09:00 | 555 | 550
2017-03-31 09:30 | 554 | 549
2017-03-31 10:00 | 547 | 542
2017-03-31 10:30 | 588 | 584
2017-03-31 11:00 | 582 | 579
2017-03-31 11:30 | 555 | 550
2017-03-31 12:00 | 551 | 545
2017-03-31 12:30 | 574 | 569
2017-03-31 13:00 | 640 | 637
2017-03-31 13:30 | 680 | 679
2017-03-31 14:00 | 714 | 713
2017-03-31 14:30 | 740 | 739
2017-03-31 15:00 | 729 | 727
2017-03-31 15:30 | 739 | 738
2017-03-31 16:00 | 719 | 717
2017-03-31 16:30 | 644 | 642
2017-03-31 17:00 | 591 | 589
2017-03-31 17:30 | 609 | 607
2017-03-31 18:00 | 691 | 689
2017-03-31 18:30 | 694 | 692
2017-03-31 19:00 | 705 | 703
2017-03-31 19:30 | 662 | 660
2017-03-31 20:00 | 629 | 626
2017-03-31 20:30 | 587 | 584
2017-03-31 21:00 | 519 | 514
2017-03-31 21:30 | 505 | 496
2017-03-31 22:00 | 480 | 466
2017-03-31 22:30 | 511 | 498
2017-03-31 23:00 | 536 | 522
2017-03-31 23:30 | 448 | 431
2017-04-01 | 339 | 314
2017-04-01 00:30 | 299 | 268
2017-04-01 01:00 | 270 | 232
2017-04-01 01:30 | 243 | 198
2017-04-01 02:00 | 227 | 176
2017-04-01 02:30 | 251 | 209
2017-04-01 03:00 | 255 | 218
2017-04-01 03:30 | 240 | 202
2017-04-01 04:00 | 226 | 183
2017-04-01 04:30 | 223 | 181
2017-04-01 05:00 | 216 | 170
2017-04-01 05:30 | 215 | 173
2017-04-01 06:00 | 210 | 169
2017-04-01 06:30 | 191 | 144
2017-04-01 07:00 | 202 | 161
2017-04-01 07:30 | 210 | 169
2017-04-01 08:00 | 224 | 185
2017-04-01 08:30 | 237 | 202
2017-04-01 09:00 | 249 | 217
2017-04-01 09:30 | 259 | 230
2017-04-01 10:00 | 257 | 227
2017-04-01 10:30 | 253 | 222
2017-04-01 11:00 | 237 | 204
2017-04-01 11:30 | 239 | 205
2017-04-01 12:00 | 232 | 197
2017-04-01 12:30 | 221 | 185
2017-04-01 13:00 | 234 | 201
2017-04-01 13:30 | 248 | 215
2017-04-01 14:00 | 247 | 214
2017-04-01 14:30 | 269 | 237
2017-04-01 15:00 | 294 | 266
2017-04-01 15:30 | 338 | 316
2017-04-01 16:00 | 358 | 337
2017-04-01 16:30 | 401 | 383
2017-04-01 17:00 | 412 | 395
2017-04-01 17:30 | 430 | 414
2017-04-01 18:00 | 462 | 447
2017-04-01 18:30 | 480 | 468
2017-04-01 19:00 | 466 | 453
2017-04-01 19:30 | 446 | 431
2017-04-01 20:00 | 511 | 499
2017-04-01 20:30 | 460 | 446
2017-04-01 21:00 | 406 | 389
2017-04-01 21:30 | 399 | 381
2017-04-01 22:00 | 374 | 354
2017-04-01 22:30 | 405 | 386
2017-04-01 23:00 | 428 | 412
2017-04-01 23:30 | 344 | 321
2017-04-02 | 283 | 254
2017-04-02 00:30 | 256 | 222
2017-04-02 01:00 | 218 | 178
2017-04-02 01:30 | 189 | 141
2017-04-02 02:00 | 156 | 76
2017-04-02 02:30 | 147 | 41
2017-04-02 03:00 | 146 | 23
2017-04-02 03:30 | 145 | 15
2017-04-02 04:00 | 144 | 7
2017-04-02 04:30 | 145 | 3
2017-04-02 05:00 | 160 | 92
2017-04-02 05:30 | 176 | 121
2017-04-02 06:00 | 175 | 122
2017-04-02 06:30 | 181 | 129
2017-04-02 07:00 | 156 | 75
2017-04-02 07:30 | 145 | 27
2017-04-02 08:00 | 143 | 20
2017-04-02 08:30 | 144 | 55
2017-04-02 09:00 | 154 | 86
2017-04-02 09:30 | 182 | 138
2017-04-02 10:00 | 199 | 161
2017-04-02 10:30 | 219 | 184
2017-04-02 11:00 | 226 | 192
2017-04-02 11:30 | 262 | 233
2017-04-02 12:00 | 256 | 226
2017-04-02 12:30 | 253 | 221
2017-04-02 13:00 | 253 | 223
2017-04-02 13:30 | 249 | 217
2017-04-02 14:00 | 293 | 267
2017-04-02 14:30 | 350 | 329
2017-04-02 15:00 | 372 | 353
2017-04-02 15:30 | 386 | 368
2017-04-02 16:00 | 423 | 408
2017-04-02 16:30 | 457 | 444
2017-04-02 17:00 | 502 | 490
2017-04-02 17:30 | 559 | 549
2017-04-02 18:00 | 540 | 530
2017-04-02 18:30 | 578 | 569
2017-04-02 19:00 | 605 | 596
2017-04-02 19:30 | 541 | 530
2017-04-02 20:00 | 502 | 490
2017-04-02 20:30 | 532 | 521
2017-04-02 21:00 | 493 | 480
2017-04-02 21:30 | 469 | 455
2017-04-02 22:00 | 430 | 414
2017-04-02 22:30 | 414 | 397
2017-04-02 23:00 | 399 | 381
2017-04-02 23:30 | 338 | 315
2017-04-03 | 269 | 238
2017-04-03 00:30 | 197 | 147
2017-04-03 01:00 | 166 | 92
2017-04-03 01:30 | 158 | 77
2017-04-03 02:00 | 162 | 84
2017-04-03 02:30 | 148 | 33
2017-04-03 03:00 | 154 | 70
2017-04-03 03:30 | 152 | 58
2017-04-03 04:00 | 159 | 87
2017-04-03 04:30 | 163 | 96
2017-04-03 05:00 | 164 | 101
2017-04-03 05:30 | 171 | 118
2017-04-03 06:00 | 209 | 172
2017-04-03 06:30 | 194 | 150
2017-04-03 07:00 | 226 | 195
2017-04-03 07:30 | 201 | 160
2017-04-03 08:00 | 183 | 141
2017-04-03 08:30 | 163 | 131
2017-04-03 09:00 | 175 | 147
2017-04-03 09:30 | 190 | 165
2017-04-03 10:00 | 202 | 182
2017-04-03 10:30 | 197 | 177
2017-04-03 11:00 | 160 | 133
2017-04-03 11:30 | 180 | 161
2017-04-03 12:00 | 210 | 196
2017-04-03 12:30 | 233 | 222
2017-04-03 13:00 | 248 | 237
2017-04-03 13:30 | 241 | 229
2017-04-03 14:00 | 269 | 261
2017-04-03 14:30 | 306 | 299
2017-04-03 15:00 | 314 | 308
2017-04-03 15:30 | 320 | 313
2017-04-03 16:00 | 353 | 347
2017-04-03 16:30 | 368 | 362
2017-04-03 17:00 | 367 | 362
2017-04-03 17:30 | 385 | 379
2017-04-03 18:00 | 419 | 414
2017-04-03 18:30 | 427 | 423
2017-04-03 19:00 | 440 | 435
2017-04-03 19:30 | 373 | 364
2017-04-03 20:00 | 351 | 342
2017-04-03 20:30 | 331 | 321
2017-04-03 21:00 | 305 | 291
2017-04-03 21:30 | 329 | 315
2017-04-03 22:00 | 276 | 251
2017-04-03 22:30 | 310 | 287
2017-04-03 23:00 | 327 | 304
2017-04-03 23:30 | 243 | 210
2017-04-04 | 173 | 115
2017-04-04 00:30 | 154 | 59
2017-04-04 01:00 | 148 | 33
2017-04-04 01:30 | 149 | 16
2017-04-04 02:00 | 159 | 30
2017-04-04 02:30 | 153 | 29
2017-04-04 03:00 | 173 | 69
2017-04-04 03:30 | 180 | 78
2017-04-04 04:00 | 174 | 71
2017-04-04 04:30 | 165 | 54
2017-04-04 05:00 | 151 | 32
2017-04-04 05:30 | 134 | 8
2017-04-04 06:00 | 138 | 22
2017-04-04 06:30 | 150 | 37
2017-04-04 07:00 | 141 | 63
2017-04-04 07:30 | 120 | 62
2017-04-04 08:00 | 127 | 62
2017-04-04 08:30 | 137 | 85
2017-04-04 09:00 | 122 | 68
2017-04-04 09:30 | 120 | 65
2017-04-04 10:00 | 120 | 67
2017-04-04 10:30 | 135 | 103
2017-04-04 11:00 | 167 | 141
2017-04-04 11:30 | 162 | 130
2017-04-04 12:00 | 174 | 151
2017-04-04 12:30 | 154 | 123
2017-04-04 13:00 | 163 | 137
2017-04-04 13:30 | 191 | 162
2017-04-04 14:00 | 190 | 152
2017-04-04 14:30 | 205 | 172
2017-04-04 15:00 | 195 | 159
2017-04-04 15:30 | 232 | 206
2017-04-04 16:00 | 232 | 203
2017-04-04 16:30 | 270 | 248
2017-04-04 17:00 | 310 | 290
2017-04-04 17:30 | 327 | 308
2017-04-04 18:00 | 345 | 327
2017-04-04 18:30 | 386 | 373
2017-04-04 19:00 | 381 | 367
2017-04-04 19:30 | 327 | 308
2017-04-04 20:00 | 274 | 248
2017-04-04 20:30 | 241 | 212
2017-04-04 21:00 | 222 | 201
2017-04-04 21:30 | 185 | 157
2017-04-04 22:00 | 147 | 108
2017-04-04 22:30 | 183 | 157
2017-04-04 23:00 | 234 | 213
2017-04-04 23:30 | 158 | 128
2017-04-05 | 122 | 43
2017-04-05 00:30 | 127 | 8
2017-04-05 01:00 | 122 | 18
2017-04-05 01:30 | 124 | 38
2017-04-05 02:00 | 135 | 60
2017-04-05 02:30 | 142 | 72
2017-04-05 03:00 | 146 | 79
2017-04-05 03:30 | 132 | 55
2017-04-05 04:00 | 114 | 22
2017-04-05 04:30 | 107 | 5
2017-04-05 05:00 | 101 | 25
2017-04-05 05:30 | 101 | 60
2017-04-05 06:00 | 124 | 83
2017-04-05 06:30 | 139 | 110
2017-04-05 07:00 | 179 | 160
2017-04-05 07:30 | 193 | 181
2017-04-05 08:00 | 181 | 169
2017-04-05 08:30 | 131 | 106
2017-04-05 09:00 | 101 | 79
2017-04-05 09:30 | 96 | 73
2017-04-05 10:00 | 92 | 72
2017-04-05 10:30 | 107 | 91
2017-04-05 11:00 | 136 | 117
2017-04-05 11:30 | 143 | 125
2017-04-05 12:00 | 111 | 79
2017-04-05 12:30 | 122 | 100
2017-04-05 13:00 | 128 | 106
2017-04-05 13:30 | 150 | 130
2017-04-05 14:00 | 180 | 163
2017-04-05 14:30 | 222 | 206
2017-04-05 15:00 | 225 | 209
2017-04-05 15:30 | 233 | 216
2017-04-05 16:00 | 319 | 308
2017-04-05 16:30 | 356 | 346
2017-04-05 17:00 | 377 | 368
2017-04-05 17:30 | 423 | 415
2017-04-05 18:00 | 448 | 441
2017-04-05 18:30 | 411 | 403
2017-04-05 19:00 | 408 | 400
2017-04-05 19:30 | 371 | 360
2017-04-05 20:00 | 315 | 305
2017-04-05 20:30 | 253 | 236
2017-04-05 21:00 | 207 | 185
2017-04-05 21:30 | 183 | 162
2017-04-05 22:00 | 152 | 129
2017-04-05 22:30 | 161 | 138
2017-04-05 23:00 | 175 | 150
2017-04-05 23:30 | 150 | 118
2017-04-06 | 149 | 123
2017-04-06 00:30 | 115 | 66
2017-04-06 01:00 | 110 | 56
2017-04-06 01:30 | 113 | 56
2017-04-06 02:00 | 116 | 48
2017-04-06 02:30 | 119 | 62
2017-04-06 03:00 | 116 | 53
2017-04-06 03:30 | 116 | 48
2017-04-06 04:00 | 116 | 53
2017-04-06 04:30 | 109 | 26
2017-04-06 05:00 | 99 | 14
2017-04-06 05:30 | 89 | 15
2017-04-06 06:00 | 97 | 50
2017-04-06 06:30 | 143 | 126
2017-04-06 07:00 | 139 | 114
2017-04-06 07:30 | 158 | 138
2017-04-06 08:00 | 175 | 154
2017-04-06 08:30 | 191 | 175
2017-04-06 09:00 | 197 | 174
2017-04-06 09:30 | 223 | 205
2017-04-06 10:00 | 199 | 178
2017-04-06 10:30 | 225 | 214
2017-04-06 11:00 | 256 | 252
2017-04-06 11:30 | 265 | 259
2017-04-06 12:00 | 206 | 188
2017-04-06 12:30 | 220 | 194
2017-04-06 13:00 | 226 | 204
2017-04-06 13:30 | 242 | 224
2017-04-06 14:00 | 248 | 231
2017-04-06 14:30 | 277 | 264
2017-04-06 15:00 | 296 | 284
2017-04-06 15:30 | 278 | 261
2017-04-06 16:00 | 288 | 269
2017-04-06 16:30 | 281 | 260
2017-04-06 17:00 | 313 | 297
2017-04-06 17:30 | 347 | 334
2017-04-06 18:00 | 388 | 379
2017-04-06 18:30 | 425 | 421
2017-04-06 19:00 | 450 | 446
2017-04-06 19:30 | 396 | 390
2017-04-06 20:00 | 347 | 337
2017-04-06 20:30 | 314 | 302
2017-04-06 21:00 | 253 | 236
2017-04-06 21:30 | 215 | 195
2017-04-06 22:00 | 193 | 172
2017-04-06 22:30 | 197 | 180
2017-04-06 23:00 | 204 | 188
2017-04-06 23:30 | 152 | 122
2017-04-07 | 128 | 93
2017-04-07 00:30 | 104 | 42
2017-04-07 01:00 | 95 | 12
2017-04-07 01:30 | 92 | 20
2017-04-07 02:00 | 90 | 24
2017-04-07 02:30 | 91 | 35
2017-04-07 03:00 | 91 | 30
2017-04-07 03:30 | 96 | 47
2017-04-07 04:00 | 114 | 78
2017-04-07 04:30 | 138 | 113
2017-04-07 05:00 | 144 | 121
2017-04-07 05:30 | 148 | 128
2017-04-07 06:00 | 201 | 188
2017-04-07 06:30 | 248 | 239
2017-04-07 07:00 | 281 | 272
2017-04-07 07:30 | 237 | 225
2017-04-07 08:00 | 189 | 169
2017-04-07 08:30 | 194 | 169
2017-04-07 09:00 | 191 | 164
2017-04-07 09:30 | 203 | 179
2017-04-07 10:00 | 202 | 179
2017-04-07 10:30 | 203 | 180
2017-04-07 11:00 | 200 | 179
2017-04-07 11:30 | 183 | 157
2017-04-07 12:00 | 213 | 192
2017-04-07 12:30 | 200 | 178
2017-04-07 13:00 | 184 | 156
2017-04-07 13:30 | 183 | 156
2017-04-07 14:00 | 190 | 165
2017-04-07 14:30 | 219 | 196
2017-04-07 15:00 | 253 | 235
2017-04-07 15:30 | 284 | 270
2017-04-07 16:00 | 329 | 319
2017-04-07 16:30 | 329 | 321
2017-04-07 17:00 | 341 | 333
2017-04-07 17:30 | 365 | 358
2017-04-07 18:00 | 368 | 361
2017-04-07 18:30 | 394 | 388
2017-04-07 19:00 | 418 | 413
2017-04-07 19:30 | 397 | 389
2017-04-07 20:00 | 368 | 358
2017-04-07 20:30 | 322 | 310
2017-04-07 21:00 | 280 | 266
2017-04-07 21:30 | 244 | 228
2017-04-07 22:00 | 214 | 195
2017-04-07 22:30 | 290 | 281
2017-04-07 23:00 | 311 | 303
2017-04-07 23:30 | 239 | 212
2017-04-08 | 194 | 160
2017-04-08 00:30 | 176 | 136
2017-04-08 01:00 | 164 | 113
2017-04-08 01:30 | 157 | 90
2017-04-08 02:00 | 172 | 71
2017-04-08 02:30 | 167 | 53
2017-04-08 03:00 | 163 | 42
2017-04-08 03:30 | 163 | 57
2017-04-08 04:00 | 172 | 97
2017-04-08 04:30 | 189 | 131
2017-04-08 05:00 | 209 | 162
2017-04-08 05:30 | 214 | 167
2017-04-08 06:00 | 220 | 174
2017-04-08 06:30 | 272 | 239
2017-04-08 07:00 | 307 | 279
2017-04-08 07:30 | 278 | 246
2017-04-08 08:00 | 271 | 240
2017-04-08 08:30 | 241 | 203
2017-04-08 09:00 | 237 | 190
2017-04-08 09:30 | 234 | 182
2017-04-08 10:00 | 237 | 187
2017-04-08 10:30 | 274 | 237
2017-04-08 11:00 | 265 | 225
2017-04-08 11:30 | 249 | 199
2017-04-08 12:00 | 249 | 199
2017-04-08 12:30 | 259 | 215
2017-04-08 13:00 | 258 | 210
2017-04-08 13:30 | 244 | 190
2017-04-08 14:00 | 247 | 197
2017-04-08 14:30 | 241 | 189
2017-04-08 15:00 | 257 | 212
2017-04-08 15:30 | 286 | 247
2017-04-08 16:00 | 303 | 267
2017-04-08 16:30 | 328 | 298
2017-04-08 17:00 | 356 | 331
2017-04-08 17:30 | 365 | 341
2017-04-08 18:00 | 406 | 387
2017-04-08 18:30 | 439 | 422
2017-04-08 19:00 | 465 | 449
2017-04-08 19:30 | 429 | 408
2017-04-08 20:00 | 387 | 363
2017-04-08 20:30 | 378 | 354
2017-04-08 21:00 | 347 | 321
2017-04-08 21:30 | 330 | 303
2017-04-08 22:00 | 307 | 277
2017-04-08 22:30 | 352 | 328
2017-04-08 23:00 | 449 | 431
2017-04-08 23:30 | 405 | 384
2017-04-09 | 333 | 304
2017-04-09 00:30 | 275 | 236
2017-04-09 01:00 | 230 | 175
2017-04-09 01:30 | 216 | 154
2017-04-09 02:00 | 209 | 143
2017-04-09 02:30 | 217 | 160
2017-04-09 03:00 | 202 | 138
2017-04-09 03:30 | 195 | 126
2017-04-09 04:00 | 189 | 113
2017-04-09 04:30 | 193 | 122
2017-04-09 05:00 | 201 | 138
2017-04-09 05:30 | 205 | 145
2017-04-09 06:00 | 212 | 156
2017-04-09 06:30 | 235 | 187
2017-04-09 07:00 | 234 | 185
2017-04-09 07:30 | 222 | 169
2017-04-09 08:00 | 213 | 155
2017-04-09 08:30 | 188 | 106
2017-04-09 09:00 | 184 | 92
2017-04-09 09:30 | 196 | 130
2017-04-09 10:00 | 211 | 159
2017-04-09 10:30 | 240 | 199
2017-04-09 11:00 | 250 | 210
2017-04-09 11:30 | 260 | 222
2017-04-09 12:00 | 252 | 212
2017-04-09 12:30 | 273 | 237
2017-04-09 13:00 | 275 | 239
2017-04-09 13:30 | 263 | 225
2017-04-09 14:00 | 293 | 262
2017-04-09 14:30 | 349 | 325
2017-04-09 15:00 | 352 | 329
2017-04-09 15:30 | 349 | 324
2017-04-09 16:00 | 391 | 370
2017-04-09 16:30 | 395 | 374
2017-04-09 17:00 | 433 | 416
2017-04-09 17:30 | 410 | 403
2017-04-09 18:00 | 414 | 410
2017-04-09 18:30 | 426 | 422
2017-04-09 19:00 | 446 | 442
2017-04-09 19:30 | 396 | 391
2017-04-09 20:00 | 413 | 409
2017-04-09 20:30 | 385 | 380
2017-04-09 21:00 | 326 | 320
2017-04-09 21:30 | 274 | 266
2017-04-09 22:00 | 229 | 216
2017-04-09 22:30 | 290 | 282
2017-04-09 23:00 | 369 | 364
2017-04-09 23:30 | 304 | 294
2017-04-10 | 242 | 229
2017-04-10 00:30 | 200 | 183
2017-04-10 01:00 | 210 | 196
2017-04-10 01:30 | 191 | 175
2017-04-10 02:00 | 178 | 162
2017-04-10 02:30 | 167 | 150
2017-04-10 03:00 | 227 | 213
2017-04-10 03:30 | 239 | 226
2017-04-10 04:00 | 248 | 235
2017-04-10 04:30 | 253 | 240
2017-04-10 05:00 | 237 | 225
2017-04-10 05:30 | 275 | 265
2017-04-10 06:00 | 240 | 229
2017-04-10 06:30 | 268 | 259
2017-04-10 07:00 | 299 | 291
2017-04-10 07:30 | 318 | 310
2017-04-10 08:00 | 299 | 290
2017-04-10 08:30 | 254 | 242
2017-04-10 09:00 | 245 | 234
2017-04-10 09:30 | 245 | 234
2017-04-10 10:00 | 248 | 237
2017-04-10 10:30 | 275 | 266
2017-04-10 11:00 | 270 | 261
2017-04-10 11:30 | 265 | 256
2017-04-10 12:00 | 272 | 265
2017-04-10 12:30 | 274 | 268
2017-04-10 13:00 | 262 | 255
2017-04-10 13:30 | 241 | 233
2017-04-10 14:00 | 269 | 263
2017-04-10 14:30 | 299 | 293
2017-04-10 15:00 | 331 | 327
2017-04-10 15:30 | 378 | 375
2017-04-10 16:00 | 425 | 422
2017-04-10 16:30 | 456 | 454
2017-04-10 17:00 | 454 | 451
2017-04-10 17:30 | 442 | 439
2017-04-10 18:00 | 459 | 456
2017-04-10 18:30 | 460 | 457
2017-04-10 19:00 | 487 | 483
2017-04-10 19:30 | 442 | 437
2017-04-10 20:00 | 392 | 385
2017-04-10 20:30 | 375 | 367
2017-04-10 21:00 | 324 | 312
2017-04-10 21:30 | 278 | 263
2017-04-10 22:00 | 222 | 200
2017-04-10 22:30 | 276 | 263
2017-04-10 23:00 | 358 | 350
2017-04-10 23:30 | 296 | 284
2017-04-11 | 211 | 190
2017-04-11 00:30 | 150 | 115
2017-04-11 01:00 | 137 | 101
2017-04-11 01:30 | 130 | 88
2017-04-11 02:00 | 116 | 51
2017-04-11 02:30 | 112 | 7
2017-04-11 03:00 | 119 | 34
2017-04-11 03:30 | 109 | 16
2017-04-11 04:00 | 103 | 24
2017-04-11 04:30 | 107 | 30
2017-04-11 05:00 | 114 | 62
2017-04-11 05:30 | 183 | 161
2017-04-11 06:00 | 254 | 240
2017-04-11 06:30 | 308 | 299
2017-04-11 07:00 | 306 | 295
2017-04-11 07:30 | 327 | 317
2017-04-11 08:00 | 348 | 338
2017-04-11 08:30 | 349 | 340
2017-04-11 09:00 | 333 | 322
2017-04-11 09:30 | 277 | 265
2017-04-11 10:00 | 264 | 252
2017-04-11 10:30 | 272 | 261
2017-04-11 11:00 | 289 | 280
2017-04-11 11:30 | 272 | 263
2017-04-11 12:00 | 272 | 263
2017-04-11 12:30 | 298 | 290
2017-04-11 13:00 | 288 | 279
2017-04-11 13:30 | 304 | 296
2017-04-11 14:00 | 354 | 348
2017-04-11 14:30 | 370 | 364
2017-04-11 15:00 | 443 | 438
2017-04-11 15:30 | 507 | 504
2017-04-11 16:00 | 567 | 565
2017-04-11 16:30 | 590 | 588
2017-04-11 17:00 | 636 | 634
2017-04-11 17:30 | 665 | 663
2017-04-11 18:00 | 685 | 684
2017-04-11 18:30 | 656 | 655
2017-04-11 19:00 | 646 | 644
2017-04-11 19:30 | 633 | 631
2017-04-11 20:00 | 566 | 563
2017-04-11 20:30 | 517 | 512
2017-04-11 21:00 | 468 | 462
2017-04-11 21:30 | 416 | 409
2017-04-11 22:00 | 394 | 386
2017-04-11 22:30 | 480 | 475
2017-04-11 23:00 | 532 | 528
2017-04-11 23:30 | 441 | 435
2017-04-12 | 362 | 352
2017-04-12 00:30 | 331 | 319
2017-04-12 01:00 | 336 | 324
2017-04-12 01:30 | 304 | 289
2017-04-12 02:00 | 278 | 259
2017-04-12 02:30 | 240 | 217
2017-04-12 03:00 | 205 | 176
2017-04-12 03:30 | 205 | 176
2017-04-12 04:00 | 230 | 208
2017-04-12 04:30 | 236 | 215
2017-04-12 05:00 | 221 | 196
2017-04-12 05:30 | 268 | 252
2017-04-12 06:00 | 333 | 324
2017-04-12 06:30 | 413 | 408
2017-04-12 07:00 | 435 | 431
2017-04-12 07:30 | 467 | 462
2017-04-12 08:00 | 410 | 403
2017-04-12 08:30 | 360 | 350
2017-04-12 09:00 | 363 | 354
2017-04-12 09:30 | 380 | 372
2017-04-12 10:00 | 380 | 372
2017-04-12 10:30 | 358 | 350
2017-04-12 11:00 | 337 | 329
2017-04-12 11:30 | 355 | 347
2017-04-12 12:00 | 353 | 344
2017-04-12 12:30 | 368 | 360
2017-04-12 13:00 | 371 | 362
2017-04-12 13:30 | 380 | 367
2017-04-12 14:00 | 406 | 394
2017-04-12 14:30 | 424 | 413
2017-04-12 15:00 | 478 | 470
2017-04-12 15:30 | 523 | 516
2017-04-12 16:00 | 539 | 531
2017-04-12 16:30 | 562 | 555
2017-04-12 17:00 | 602 | 597
2017-04-12 17:30 | 584 | 577
2017-04-12 18:00 | 590 | 585
2017-04-12 18:30 | 621 | 616
2017-04-12 19:00 | 611 | 604
2017-04-12 19:30 | 538 | 529
2017-04-12 20:00 | 503 | 495
2017-04-12 20:30 | 492 | 484
2017-04-12 21:00 | 410 | 399
2017-04-12 21:30 | 356 | 342
2017-04-12 22:00 | 363 | 353
2017-04-12 22:30 | 467 | 462
2017-04-12 23:00 | 538 | 533
2017-04-12 23:30 | 440 | 433
2017-04-13 | 375 | 365
2017-04-13 00:30 | 309 | 294
2017-04-13 01:00 | 281 | 263
2017-04-13 01:30 | 274 | 251
2017-04-13 02:00 | 262 | 223
2017-04-13 02:30 | 247 | 194
2017-04-13 03:00 | 248 | 197
2017-04-13 03:30 | 256 | 208
2017-04-13 04:00 | 264 | 218
2017-04-13 04:30 | 290 | 250
2017-04-13 05:00 | 299 | 261
2017-04-13 05:30 | 333 | 302
2017-04-13 06:00 | 394 | 376
2017-04-13 06:30 | 442 | 433
2017-04-13 07:00 | 483 | 477
2017-04-13 07:30 | 467 | 462
2017-04-13 08:00 | 424 | 416
2017-04-13 08:30 | 417 | 408
2017-04-13 09:00 | 414 | 405
2017-04-13 09:30 | 417 | 409
2017-04-13 10:00 | 414 | 406
2017-04-13 10:30 | 402 | 394
2017-04-13 11:00 | 405 | 397
2017-04-13 11:30 | 390 | 382
2017-04-13 12:00 | 375 | 366
2017-04-13 12:30 | 350 | 333
2017-04-13 13:00 | 367 | 351
2017-04-13 13:30 | 390 | 377
2017-04-13 14:00 | 389 | 376
2017-04-13 14:30 | 400 | 387
2017-04-13 15:00 | 413 | 400
2017-04-13 15:30 | 431 | 420
2017-04-13 16:00 | 466 | 456
2017-04-13 16:30 | 507 | 499
2017-04-13 17:00 | 498 | 489
2017-04-13 17:30 | 479 | 469
2017-04-13 18:00 | 508 | 500
2017-04-13 18:30 | 540 | 533
2017-04-13 19:00 | 534 | 526
2017-04-13 19:30 | 494 | 484
2017-04-13 20:00 | 462 | 451
2017-04-13 20:30 | 443 | 431
2017-04-13 21:00 | 385 | 370
2017-04-13 21:30 | 320 | 301
2017-04-13 22:00 | 287 | 258
2017-04-13 22:30 | 370 | 349
2017-04-13 23:00 | 428 | 409
2017-04-13 23:30 | 355 | 327
2017-04-14 | 315 | 282
2017-04-14 00:30 | 282 | 241
2017-04-14 01:00 | 317 | 279
2017-04-14 01:30 | 281 | 235
2017-04-14 02:00 | 275 | 216
2017-04-14 02:30 | 238 | 155
2017-04-14 03:00 | 218 | 121
2017-04-14 03:30 | 218 | 124
2017-04-14 04:00 | 225 | 141
2017-04-14 04:30 | 237 | 162
2017-04-14 05:00 | 245 | 176
2017-04-14 05:30 | 249 | 181
2017-04-14 06:00 | 233 | 154
2017-04-14 06:30 | 223 | 123
2017-04-14 07:00 | 221 | 123
2017-04-14 07:30 | 216 | 116
2017-04-14 08:00 | 203 | 90
2017-04-14 08:30 | 203 | 102
2017-04-14 09:00 | 205 | 108
2017-04-14 09:30 | 205 | 100
2017-04-14 10:00 | 208 | 113
2017-04-14 10:30 | 213 | 126
2017-04-14 11:00 | 206 | 115
2017-04-14 11:30 | 200 | 96
2017-04-14 12:00 | 204 | 110
2017-04-14 12:30 | 213 | 132
2017-04-14 13:00 | 226 | 155
2017-04-14 13:30 | 211 | 123
2017-04-14 14:00 | 235 | 174
2017-04-14 14:30 | 222 | 153
2017-04-14 15:00 | 231 | 163
2017-04-14 15:30 | 267 | 215
2017-04-14 16:00 | 270 | 219
2017-04-14 16:30 | 270 | 220
2017-04-14 17:00 | 265 | 212
2017-04-14 17:30 | 293 | 245
2017-04-14 18:00 | 325 | 285
2017-04-14 18:30 | 383 | 350
2017-04-14 19:00 | 380 | 345
2017-04-14 19:30 | 349 | 307
2017-04-14 20:00 | 314 | 264
2017-04-14 20:30 | 302 | 248
2017-04-14 21:00 | 293 | 238
2017-04-14 21:30 | 275 | 213
2017-04-14 22:00 | 253 | 176
2017-04-14 22:30 | 287 | 232
2017-04-14 23:00 | 343 | 305
2017-04-14 23:30 | 310 | 264
2017-04-15 | 288 | 235
2017-04-15 00:30 | 253 | 184
2017-04-15 01:00 | 224 | 128
2017-04-15 01:30 | 222 | 127
2017-04-15 02:00 | 210 | 95
2017-04-15 02:30 | 205 | 67
2017-04-15 03:00 | 202 | 31
2017-04-15 03:30 | 190 | 26
2017-04-15 04:00 | 180 | 26
2017-04-15 04:30 | 181 | 34
2017-04-15 05:00 | 176 | 48
2017-04-15 05:30 | 176 | 77
2017-04-15 06:00 | 182 | 105
2017-04-15 06:30 | 180 | 96
2017-04-15 07:00 | 198 | 135
2017-04-15 07:30 | 195 | 129
2017-04-15 08:00 | 186 | 110
2017-04-15 08:30 | 197 | 136
2017-04-15 09:00 | 216 | 168
2017-04-15 09:30 | 225 | 181
2017-04-15 10:00 | 223 | 179
2017-04-15 10:30 | 200 | 148
2017-04-15 11:00 | 192 | 138
2017-04-15 11:30 | 211 | 167
2017-04-15 12:00 | 219 | 176
2017-04-15 12:30 | 222 | 179
2017-04-15 13:00 | 221 | 178
2017-04-15 13:30 | 210 | 164
2017-04-15 14:00 | 204 | 157
2017-04-15 14:30 | 211 | 165
2017-04-15 15:00 | 233 | 191
2017-04-15 15:30 | 265 | 231
2017-04-15 16:00 | 303 | 276
2017-04-15 16:30 | 357 | 336
2017-04-15 17:00 | 404 | 387
2017-04-15 17:30 | 405 | 387
2017-04-15 18:00 | 433 | 417
2017-04-15 18:30 | 486 | 473
2017-04-15 19:00 | 467 | 452
2017-04-15 19:30 | 405 | 383
2017-04-15 20:00 | 392 | 369
2017-04-15 20:30 | 379 | 354
2017-04-15 21:00 | 352 | 324
2017-04-15 21:30 | 320 | 289
2017-04-15 22:00 | 287 | 248
2017-04-15 22:30 | 306 | 271
2017-04-15 23:00 | 382 | 357
2017-04-15 23:30 | 316 | 282
2017-04-16 | 274 | 231
2017-04-16 00:30 | 237 | 181
2017-04-16 01:00 | 209 | 134
2017-04-16 01:30 | 193 | 102
2017-04-16 02:00 | 187 | 91
2017-04-16 02:30 | 185 | 59
2017-04-16 03:00 | 180 | 50
2017-04-16 03:30 | 185 | 87
2017-04-16 04:00 | 183 | 63
2017-04-16 04:30 | 182 | 43
2017-04-16 05:00 | 183 | 67
2017-04-16 05:30 | 192 | 99
2017-04-16 06:00 | 193 | 110
2017-04-16 06:30 | 213 | 149
2017-04-16 07:00 | 223 | 158
2017-04-16 07:30 | 203 | 113
2017-04-16 08:00 | 199 | 101
2017-04-16 08:30 | 197 | 106
2017-04-16 09:00 | 194 | 95
2017-04-16 09:30 | 202 | 128
2017-04-16 10:00 | 197 | 116
2017-04-16 10:30 | 208 | 140
2017-04-16 11:00 | 198 | 120
2017-04-16 11:30 | 210 | 142
2017-04-16 12:00 | 203 | 129
2017-04-16 12:30 | 206 | 134
2017-04-16 13:00 | 196 | 110
2017-04-16 13:30 | 197 | 114
2017-04-16 14:00 | 198 | 117
2017-04-16 14:30 | 195 | 104
2017-04-16 15:00 | 235 | 183
2017-04-16 15:30 | 258 | 216
2017-04-16 16:00 | 282 | 244
2017-04-16 16:30 | 323 | 292
2017-04-16 17:00 | 385 | 361
2017-04-16 17:30 | 382 | 357
2017-04-16 18:00 | 413 | 392
2017-04-16 18:30 | 459 | 442
2017-04-16 19:00 | 483 | 466
2017-04-16 19:30 | 443 | 423
2017-04-16 20:00 | 416 | 394
2017-04-16 20:30 | 393 | 368
2017-04-16 21:00 | 351 | 321
2017-04-16 21:30 | 308 | 271
2017-04-16 22:00 | 291 | 249
2017-04-16 22:30 | 327 | 293
2017-04-16 23:00 | 368 | 339
2017-04-16 23:30 | 309 | 270
2017-04-17 | 263 | 212
2017-04-17 00:30 | 230 | 163
2017-04-17 01:00 | 214 | 136
2017-04-17 01:30 | 197 | 102
2017-04-17 02:00 | 200 | 117
2017-04-17 02:30 | 192 | 81
2017-04-17 03:00 | 190 | 85
2017-04-17 03:30 | 189 | 78
2017-04-17 04:00 | 189 | 80
2017-04-17 04:30 | 191 | 93
2017-04-17 05:00 | 194 | 99
2017-04-17 05:30 | 201 | 120
2017-04-17 06:00 | 212 | 141
2017-04-17 06:30 | 223 | 160
2017-04-17 07:00 | 209 | 130
2017-04-17 07:30 | 203 | 123
2017-04-17 08:00 | 206 | 142
2017-04-17 08:30 | 206 | 140
2017-04-17 09:00 | 217 | 159
2017-04-17 09:30 | 233 | 186
2017-04-17 10:00 | 244 | 202
2017-04-17 10:30 | 233 | 185
2017-04-17 11:00 | 218 | 161
2017-04-17 11:30 | 215 | 155
2017-04-17 12:00 | 223 | 169
2017-04-17 12:30 | 242 | 195
2017-04-17 13:00 | 235 | 186
2017-04-17 13:30 | 229 | 178
2017-04-17 14:00 | 250 | 207
2017-04-17 14:30 | 268 | 227
2017-04-17 15:00 | 285 | 246
2017-04-17 15:30 | 332 | 304
2017-04-17 16:00 | 386 | 362
2017-04-17 16:30 | 431 | 409
2017-04-17 17:00 | 485 | 466
2017-04-17 17:30 | 516 | 499
2017-04-17 18:00 | 532 | 519
2017-04-17 18:30 | 512 | 498
2017-04-17 19:00 | 534 | 520
2017-04-17 19:30 | 509 | 494
2017-04-17 20:00 | 487 | 470
2017-04-17 20:30 | 434 | 412
2017-04-17 21:00 | 379 | 352
2017-04-17 21:30 | 360 | 332
2017-04-17 22:00 | 325 | 291
2017-04-17 22:30 | 359 | 330
2017-04-17 23:00 | 399 | 373
2017-04-17 23:30 | 342 | 310
2017-04-18 | 288 | 247
2017-04-18 00:30 | 231 | 172
2017-04-18 01:00 | 213 | 142
2017-04-18 01:30 | 209 | 133
2017-04-18 02:00 | 205 | 126
2017-04-18 02:30 | 200 | 120
2017-04-18 03:00 | 192 | 99
2017-04-18 03:30 | 194 | 108
2017-04-18 04:00 | 197 | 117
2017-04-18 04:30 | 211 | 145
2017-04-18 05:00 | 212 | 147
2017-04-18 05:30 | 236 | 183
2017-04-18 06:00 | 272 | 225
2017-04-18 06:30 | 308 | 268
2017-04-18 07:00 | 394 | 369
2017-04-18 07:30 | 414 | 392
2017-04-18 08:00 | 382 | 357
2017-04-18 08:30 | 347 | 317
2017-04-18 09:00 | 320 | 286
2017-04-18 09:30 | 317 | 281
2017-04-18 10:00 | 328 | 287
2017-04-18 10:30 | 334 | 291
2017-04-18 11:00 | 336 | 294
2017-04-18 11:30 | 339 | 298
2017-04-18 12:00 | 339 | 295
2017-04-18 12:30 | 363 | 324
2017-04-18 13:00 | 368 | 329
2017-04-18 13:30 | 366 | 328
2017-04-18 14:00 | 379 | 344
2017-04-18 14:30 | 400 | 367
2017-04-18 15:00 | 424 | 395
2017-04-18 15:30 | 423 | 391
2017-04-18 16:00 | 450 | 420
2017-04-18 16:30 | 479 | 452
2017-04-18 17:00 | 514 | 490
2017-04-18 17:30 | 540 | 518
2017-04-18 18:00 | 574 | 556
2017-04-18 18:30 | 597 | 580
2017-04-18 19:00 | 588 | 569
2017-04-18 19:30 | 538 | 516
2017-04-18 20:00 | 493 | 466
2017-04-18 20:30 | 465 | 438
2017-04-18 21:00 | 409 | 382
2017-04-18 21:30 | 381 | 353
2017-04-18 22:00 | 346 | 315
2017-04-18 22:30 | 400 | 376
2017-04-18 23:00 | 465 | 446
2017-04-18 23:30 | 398 | 372
2017-04-19 | 322 | 285
2017-04-19 00:30 | 292 | 249
2017-04-19 01:00 | 250 | 193
2017-04-19 01:30 | 229 | 162
2017-04-19 02:00 | 213 | 134
2017-04-19 02:30 | 210 | 130
2017-04-19 03:00 | 209 | 140
2017-04-19 03:30 | 199 | 123
2017-04-19 04:00 | 204 | 135
2017-04-19 04:30 | 206 | 140
2017-04-19 05:00 | 206 | 138
2017-04-19 05:30 | 247 | 202
2017-04-19 06:00 | 307 | 275
2017-04-19 06:30 | 362 | 334
2017-04-19 07:00 | 449 | 429
2017-04-19 07:30 | 440 | 421
2017-04-19 08:00 | 400 | 375
2017-04-19 08:30 | 370 | 343
2017-04-19 09:00 | 332 | 299
2017-04-19 09:30 | 337 | 306
2017-04-19 10:00 | 338 | 308
2017-04-19 10:30 | 348 | 319
2017-04-19 11:00 | 331 | 303
2017-04-19 11:30 | 315 | 284
2017-04-19 12:00 | 330 | 299
2017-04-19 12:30 | 320 | 286
2017-04-19 13:00 | 330 | 297
2017-04-19 13:30 | 326 | 293
2017-04-19 14:00 | 338 | 307
2017-04-19 14:30 | 333 | 300
2017-04-19 15:00 | 338 | 307
2017-04-19 15:30 | 374 | 348
2017-04-19 16:00 | 436 | 416
2017-04-19 16:30 | 475 | 457
2017-04-19 17:00 | 517 | 502
2017-04-19 17:30 | 507 | 491
2017-04-19 18:00 | 527 | 517
2017-04-19 18:30 | 555 | 549
2017-04-19 19:00 | 560 | 553
2017-04-19 19:30 | 525 | 517
2017-04-19 20:00 | 519 | 511
2017-04-19 20:30 | 493 | 483
2017-04-19 21:00 | 427 | 414
2017-04-19 21:30 | 421 | 406
2017-04-19 22:00 | 423 | 402
2017-04-19 22:30 | 484 | 466
2017-04-19 23:00 | 525 | 509
2017-04-19 23:30 | 448 | 426
2017-04-20 | 377 | 347
2017-04-20 00:30 | 316 | 279
2017-04-20 01:00 | 282 | 238
2017-04-20 01:30 | 264 | 215
2017-04-20 02:00 | 250 | 194
2017-04-20 02:30 | 245 | 191
2017-04-20 03:00 | 224 | 165
2017-04-20 03:30 | 221 | 157
2017-04-20 04:00 | 240 | 174
2017-04-20 04:30 | 248 | 184
2017-04-20 05:00 | 268 | 213
2017-04-20 05:30 | 305 | 269
2017-04-20 06:00 | 343 | 315
2017-04-20 06:30 | 381 | 361
2017-04-20 07:00 | 467 | 454
2017-04-20 07:30 | 486 | 475
2017-04-20 08:00 | 427 | 411
2017-04-20 08:30 | 393 | 375
2017-04-20 09:00 | 374 | 354
2017-04-20 09:30 | 383 | 365
2017-04-20 10:00 | 367 | 347
2017-04-20 10:30 | 354 | 331
2017-04-20 11:00 | 340 | 314
2017-04-20 11:30 | 299 | 272
2017-04-20 12:00 | 305 | 282
2017-04-20 12:30 | 317 | 295
2017-04-20 13:00 | 317 | 295
2017-04-20 13:30 | 303 | 280
2017-04-20 14:00 | 343 | 324
2017-04-20 14:30 | 369 | 347
2017-04-20 15:00 | 373 | 351
2017-04-20 15:30 | 392 | 372
2017-04-20 16:00 | 381 | 359
2017-04-20 16:30 | 430 | 413
2017-04-20 17:00 | 480 | 466
2017-04-20 17:30 | 491 | 478
2017-04-20 18:00 | 547 | 538
2017-04-20 18:30 | 568 | 559
2017-04-20 19:00 | 580 | 570
2017-04-20 19:30 | 522 | 509
2017-04-20 20:00 | 490 | 476
2017-04-20 20:30 | 478 | 463
2017-04-20 21:00 | 411 | 391
2017-04-20 21:30 | 353 | 328
2017-04-20 22:00 | 324 | 303
2017-04-20 22:30 | 408 | 391
2017-04-20 23:00 | 447 | 433
2017-04-20 23:30 | 389 | 357
2017-04-21 | 318 | 275
2017-04-21 00:30 | 256 | 193
2017-04-21 01:00 | 231 | 159
2017-04-21 01:30 | 207 | 102
2017-04-21 02:00 | 199 | 89
2017-04-21 02:30 | 195 | 73
2017-04-21 03:00 | 179 | 49
2017-04-21 03:30 | 173 | 54
2017-04-21 04:00 | 173 | 48
2017-04-21 04:30 | 158 | 52
2017-04-21 05:00 | 120 | 37
2017-04-21 05:30 | 94 | 61
2017-04-21 06:00 | 163 | 148
2017-04-21 06:30 | 239 | 231
2017-04-21 07:00 | 339 | 335
2017-04-21 07:30 | 359 | 355
2017-04-21 08:00 | 301 | 295
2017-04-21 08:30 | 252 | 235
2017-04-21 09:00 | 224 | 205
2017-04-21 09:30 | 231 | 211
2017-04-21 10:00 | 231 | 208
2017-04-21 10:30 | 247 | 227
2017-04-21 11:00 | 236 | 213
2017-04-21 11:30 | 230 | 207
2017-04-21 12:00 | 256 | 240
2017-04-21 12:30 | 234 | 214
2017-04-21 13:00 | 225 | 203
2017-04-21 13:30 | 214 | 185
2017-04-21 14:00 | 238 | 215
2017-04-21 14:30 | 247 | 224
2017-04-21 15:00 | 245 | 218
2017-04-21 15:30 | 226 | 195
2017-04-21 16:00 | 227 | 198
2017-04-21 16:30 | 275 | 257
2017-04-21 17:00 | 309 | 291
2017-04-21 17:30 | 308 | 290
2017-04-21 18:00 | 339 | 325
2017-04-21 18:30 | 336 | 320
2017-04-21 19:00 | 329 | 313
2017-04-21 19:30 | 294 | 276
2017-04-21 20:00 | 274 | 255
2017-04-21 20:30 | 267 | 249
2017-04-21 21:00 | 241 | 228
2017-04-21 21:30 | 204 | 188
2017-04-21 22:00 | 188 | 171
2017-04-21 22:30 | 279 | 268
2017-04-21 23:00 | 355 | 344
2017-04-21 23:30 | 268 | 252
2017-04-22 | 210 | 185
2017-04-22 00:30 | 164 | 126
2017-04-22 01:00 | 157 | 117
2017-04-22 01:30 | 141 | 89
2017-04-22 02:00 | 128 | 50
2017-04-22 02:30 | 122 | 30
2017-04-22 03:00 | 117 | 4
2017-04-22 03:30 | 118 | 2
2017-04-22 04:00 | 119 | 1
2017-04-22 04:30 | 120 | 15
2017-04-22 05:00 | 129 | 54
2017-04-22 05:30 | 138 | 67
2017-04-22 06:00 | 165 | 125
2017-04-22 06:30 | 180 | 140
2017-04-22 07:00 | 211 | 179
2017-04-22 07:30 | 262 | 243
2017-04-22 08:00 | 303 | 289
2017-04-22 08:30 | 324 | 312
2017-04-22 09:00 | 341 | 329
2017-04-22 09:30 | 335 | 321
2017-04-22 10:00 | 355 | 342
2017-04-22 10:30 | 343 | 330
2017-04-22 11:00 | 327 | 312
2017-04-22 11:30 | 332 | 317
2017-04-22 12:00 | 339 | 326
2017-04-22 12:30 | 308 | 293
2017-04-22 13:00 | 293 | 277
2017-04-22 13:30 | 248 | 228
2017-04-22 14:00 | 248 | 228
2017-04-22 14:30 | 276 | 259
2017-04-22 15:00 | 301 | 285
2017-04-22 15:30 | 303 | 285
2017-04-22 16:00 | 327 | 311
2017-04-22 16:30 | 372 | 359
2017-04-22 17:00 | 414 | 403
2017-04-22 17:30 | 442 | 432
2017-04-22 18:00 | 481 | 473
2017-04-22 18:30 | 497 | 491
2017-04-22 19:00 | 499 | 493
2017-04-22 19:30 | 466 | 459
2017-04-22 20:00 | 433 | 425
2017-04-22 20:30 | 396 | 385
2017-04-22 21:00 | 360 | 347
2017-04-22 21:30 | 341 | 322
2017-04-22 22:00 | 322 | 299
2017-04-22 22:30 | 347 | 327
2017-04-22 23:00 | 417 | 398
2017-04-22 23:30 | 361 | 334
2017-04-23 | 287 | 248
2017-04-23 00:30 | 261 | 207
2017-04-23 01:00 | 237 | 172
2017-04-23 01:30 | 218 | 139
2017-04-23 02:00 | 207 | 113
2017-04-23 02:30 | 215 | 143
2017-04-23 03:00 | 188 | 79
2017-04-23 03:30 | 192 | 93
2017-04-23 04:00 | 192 | 96
2017-04-23 04:30 | 190 | 86
2017-04-23 05:00 | 194 | 104
2017-04-23 05:30 | 195 | 99
2017-04-23 06:00 | 195 | 97
2017-04-23 06:30 | 201 | 116
2017-04-23 07:00 | 214 | 141
2017-04-23 07:30 | 212 | 131
2017-04-23 08:00 | 207 | 125
2017-04-23 08:30 | 202 | 114
2017-04-23 09:00 | 181 | 117
2017-04-23 09:30 | 199 | 159
2017-04-23 10:00 | 199 | 158
2017-04-23 10:30 | 201 | 162
2017-04-23 11:00 | 203 | 165
2017-04-23 11:30 | 234 | 204
2017-04-23 12:00 | 229 | 197
2017-04-23 12:30 | 221 | 189
2017-04-23 13:00 | 224 | 191
2017-04-23 13:30 | 249 | 221
2017-04-23 14:00 | 239 | 208
2017-04-23 14:30 | 229 | 194
2017-04-23 15:00 | 243 | 211
2017-04-23 15:30 | 271 | 246
2017-04-23 16:00 | 275 | 252
2017-04-23 16:30 | 296 | 275
2017-04-23 17:00 | 339 | 322
2017-04-23 17:30 | 382 | 367
2017-04-23 18:00 | 436 | 427
2017-04-23 18:30 | 488 | 480
2017-04-23 19:00 | 519 | 512
2017-04-23 19:30 | 504 | 496
2017-04-23 20:00 | 466 | 456
2017-04-23 20:30 | 419 | 407
2017-04-23 21:00 | 374 | 358
2017-04-23 21:30 | 274 | 242
2017-04-23 22:00 | 223 | 172
2017-04-23 22:30 | 234 | 195
2017-04-23 23:00 | 286 | 255
2017-04-23 23:30 | 219 | 162
2017-04-24 | 207 | 136
2017-04-24 00:30 | 206 | 118
2017-04-24 01:00 | 202 | 92
2017-04-24 01:30 | 192 | 75
2017-04-24 02:00 | 188 | 59
2017-04-24 02:30 | 189 | 58
2017-04-24 03:00 | 189 | 67
2017-04-24 03:30 | 185 | 55
2017-04-24 04:00 | 181 | 61
2017-04-24 04:30 | 182 | 60
2017-04-24 05:00 | 183 | 68
2017-04-24 05:30 | 205 | 137
2017-04-24 06:00 | 261 | 218
2017-04-24 06:30 | 329 | 298
2017-04-24 07:00 | 378 | 353
2017-04-24 07:30 | 353 | 326
2017-04-24 08:00 | 309 | 287
2017-04-24 08:30 | 266 | 240
2017-04-24 09:00 | 242 | 213
2017-04-24 09:30 | 224 | 187
2017-04-24 10:00 | 232 | 188
2017-04-24 10:30 | 243 | 205
2017-04-24 11:00 | 251 | 217
2017-04-24 11:30 | 242 | 205
2017-04-24 12:00 | 250 | 216
2017-04-24 12:30 | 266 | 235
2017-04-24 13:00 | 267 | 234
2017-04-24 13:30 | 254 | 218
2017-04-24 14:00 | 276 | 247
2017-04-24 14:30 | 304 | 280
2017-04-24 15:00 | 326 | 302
2017-04-24 15:30 | 338 | 315
2017-04-24 16:00 | 363 | 342
2017-04-24 16:30 | 402 | 384
2017-04-24 17:00 | 437 | 422
2017-04-24 17:30 | 462 | 447
2017-04-24 18:00 | 452 | 437
2017-04-24 18:30 | 461 | 445
2017-04-24 19:00 | 490 | 476
2017-04-24 19:30 | 453 | 435
2017-04-24 20:00 | 412 | 391
2017-04-24 20:30 | 423 | 403
2017-04-24 21:00 | 389 | 371
2017-04-24 21:30 | 348 | 329
2017-04-24 22:00 | 298 | 273
2017-04-24 22:30 | 404 | 388
2017-04-24 23:00 | 457 | 438
2017-04-24 23:30 | 393 | 368
2017-04-25 | 326 | 291
2017-04-25 00:30 | 266 | 217
2017-04-25 01:00 | 232 | 165
2017-04-25 01:30 | 209 | 119
2017-04-25 02:00 | 201 | 112
2017-04-25 02:30 | 194 | 106
2017-04-25 03:00 | 185 | 56
2017-04-25 03:30 | 186 | 58
2017-04-25 04:00 | 186 | 78
2017-04-25 04:30 | 193 | 116
2017-04-25 05:00 | 188 | 97
2017-04-25 05:30 | 192 | 108
2017-04-25 06:00 | 207 | 135
2017-04-25 06:30 | 240 | 186
2017-04-25 07:00 | 233 | 174
2017-04-25 07:30 | 240 | 183
2017-04-25 08:00 | 228 | 165
2017-04-25 08:30 | 229 | 170
2017-04-25 09:00 | 230 | 175
2017-04-25 09:30 | 232 | 176
2017-04-25 10:00 | 233 | 177
2017-04-25 10:30 | 230 | 171
2017-04-25 11:00 | 211 | 140
2017-04-25 11:30 | 197 | 128
2017-04-25 12:00 | 183 | 132
2017-04-25 12:30 | 182 | 130
2017-04-25 13:00 | 183 | 134
2017-04-25 13:30 | 184 | 135
2017-04-25 14:00 | 216 | 182
2017-04-25 14:30 | 216 | 181
2017-04-25 15:00 | 238 | 209
2017-04-25 15:30 | 262 | 238
2017-04-25 16:00 | 326 | 309
2017-04-25 16:30 | 389 | 375
2017-04-25 17:00 | 411 | 399
2017-04-25 17:30 | 466 | 457
2017-04-25 18:00 | 536 | 530
2017-04-25 18:30 | 553 | 546
2017-04-25 19:00 | 570 | 563
2017-04-25 19:30 | 550 | 542
2017-04-25 20:00 | 549 | 541
2017-04-25 20:30 | 510 | 500
2017-04-25 21:00 | 458 | 443
2017-04-25 21:30 | 433 | 412
2017-04-25 22:00 | 403 | 379
2017-04-25 22:30 | 431 | 410
2017-04-25 23:00 | 499 | 482
2017-04-25 23:30 | 455 | 435
2017-04-26 | 372 | 345
2017-04-26 00:30 | 315 | 279
2017-04-26 01:00 | 266 | 220
2017-04-26 01:30 | 252 | 202
2017-04-26 02:00 | 281 | 236
2017-04-26 02:30 | 252 | 197
2017-04-26 03:00 | 231 | 165
2017-04-26 03:30 | 218 | 147
2017-04-26 04:00 | 229 | 163
2017-04-26 04:30 | 239 | 180
2017-04-26 05:00 | 263 | 216
2017-04-26 05:30 | 316 | 282
2017-04-26 06:00 | 369 | 342
2017-04-26 06:30 | 417 | 397
2017-04-26 07:00 | 478 | 465
2017-04-26 07:30 | 467 | 456
2017-04-26 08:00 | 441 | 428
2017-04-26 08:30 | 383 | 364
2017-04-26 09:00 | 398 | 385
2017-04-26 09:30 | 472 | 466
2017-04-26 10:00 | 489 | 484
2017-04-26 10:30 | 470 | 465
2017-04-26 11:00 | 444 | 437
2017-04-26 11:30 | 461 | 457
2017-04-26 12:00 | 507 | 505
2017-04-26 12:30 | 511 | 509
2017-04-26 13:00 | 521 | 519
2017-04-26 13:30 | 491 | 488
2017-04-26 14:00 | 505 | 502
2017-04-26 14:30 | 493 | 490
2017-04-26 15:00 | 519 | 517
2017-04-26 15:30 | 539 | 537
2017-04-26 16:00 | 561 | 559
2017-04-26 16:30 | 564 | 562
2017-04-26 17:00 | 564 | 562
2017-04-26 17:30 | 553 | 549
2017-04-26 18:00 | 596 | 592
2017-04-26 18:30 | 560 | 555
2017-04-26 19:00 | 571 | 566
2017-04-26 19:30 | 554 | 548
2017-04-26 20:00 | 520 | 513
2017-04-26 20:30 | 477 | 468
2017-04-26 21:00 | 431 | 422
2017-04-26 21:30 | 397 | 380
2017-04-26 22:00 | 380 | 356
2017-04-26 22:30 | 470 | 454
2017-04-26 23:00 | 527 | 513
2017-04-26 23:30 | 447 | 427
2017-04-27 | 366 | 337
2017-04-27 00:30 | 287 | 245
2017-04-27 01:00 | 256 | 205
2017-04-27 01:30 | 232 | 175
2017-04-27 02:00 | 211 | 139
2017-04-27 02:30 | 197 | 90
2017-04-27 03:00 | 182 | 67
2017-04-27 03:30 | 185 | 84
2017-04-27 04:00 | 186 | 85
2017-04-27 04:30 | 186 | 86
2017-04-27 05:00 | 192 | 103
2017-04-27 05:30 | 217 | 155
2017-04-27 06:00 | 278 | 240
2017-04-27 06:30 | 369 | 348
2017-04-27 07:00 | 434 | 419
2017-04-27 07:30 | 435 | 419
2017-04-27 08:00 | 411 | 393
2017-04-27 08:30 | 378 | 357
2017-04-27 09:00 | 352 | 327
2017-04-27 09:30 | 317 | 287
2017-04-27 10:00 | 277 | 241
2017-04-27 10:30 | 249 | 206
2017-04-27 11:00 | 221 | 172
2017-04-27 11:30 | 229 | 186
2017-04-27 12:00 | 229 | 183
2017-04-27 12:30 | 239 | 198
2017-04-27 13:00 | 274 | 240
2017-04-27 13:30 | 277 | 244
2017-04-27 14:00 | 288 | 258
2017-04-27 14:30 | 304 | 277
2017-04-27 15:00 | 331 | 308
2017-04-27 15:30 | 371 | 353
2017-04-27 16:00 | 429 | 414
2017-04-27 16:30 | 446 | 434
2017-04-27 17:00 | 483 | 476
2017-04-27 17:30 | 498 | 491
2017-04-27 18:00 | 522 | 518
2017-04-27 18:30 | 493 | 488
2017-04-27 19:00 | 554 | 550
2017-04-27 19:30 | 548 | 543
2017-04-27 20:00 | 512 | 506
2017-04-27 20:30 | 493 | 487
2017-04-27 21:00 | 481 | 474
2017-04-27 21:30 | 446 | 433
2017-04-27 22:00 | 424 | 408
2017-04-27 22:30 | 470 | 455
2017-04-27 23:00 | 503 | 488
2017-04-27 23:30 | 432 | 410
2017-04-28 | 387 | 363
2017-04-28 00:30 | 360 | 332
2017-04-28 01:00 | 336 | 304
2017-04-28 01:30 | 289 | 248
2017-04-28 02:00 | 254 | 204
2017-04-28 02:30 | 226 | 161
2017-04-28 03:00 | 206 | 119
2017-04-28 03:30 | 194 | 110
2017-04-28 04:00 | 202 | 117
2017-04-28 04:30 | 206 | 121
2017-04-28 05:00 | 207 | 132
2017-04-28 05:30 | 255 | 214
2017-04-28 06:00 | 324 | 299
2017-04-28 06:30 | 439 | 430
2017-04-28 07:00 | 539 | 535
2017-04-28 07:30 | 495 | 489
2017-04-28 08:00 | 416 | 408
2017-04-28 08:30 | 378 | 366
2017-04-28 09:00 | 352 | 337
2017-04-28 09:30 | 318 | 303
2017-04-28 10:00 | 280 | 267
2017-04-28 10:30 | 244 | 228
2017-04-28 11:00 | 229 | 213
2017-04-28 11:30 | 256 | 245
2017-04-28 12:00 | 261 | 251
2017-04-28 12:30 | 271 | 261
2017-04-28 13:00 | 331 | 325
2017-04-28 13:30 | 359 | 353
2017-04-28 14:00 | 400 | 395
2017-04-28 14:30 | 394 | 389
2017-04-28 15:00 | 391 | 386
2017-04-28 15:30 | 414 | 409
2017-04-28 16:00 | 408 | 403
2017-04-28 16:30 | 443 | 439
2017-04-28 17:00 | 486 | 482
2017-04-28 17:30 | 501 | 498
2017-04-28 18:00 | 522 | 520
2017-04-28 18:30 | 519 | 516
2017-04-28 19:00 | 558 | 556
2017-04-28 19:30 | 547 | 544
2017-04-28 20:00 | 532 | 528
2017-04-28 20:30 | 517 | 513
2017-04-28 21:00 | 442 | 436
2017-04-28 21:30 | 418 | 407
2017-04-28 22:00 | 366 | 342
2017-04-28 22:30 | 393 | 369
2017-04-28 23:00 | 471 | 454
2017-04-28 23:30 | 415 | 392
2017-04-29 | 343 | 311
2017-04-29 00:30 | 288 | 245
2017-04-29 01:00 | 248 | 199
2017-04-29 01:30 | 226 | 164
2017-04-29 02:00 | 212 | 139
2017-04-29 02:30 | 189 | 113
2017-04-29 03:00 | 185 | 93
2017-04-29 03:30 | 187 | 104
2017-04-29 04:00 | 185 | 96
2017-04-29 04:30 | 187 | 103
2017-04-29 05:00 | 195 | 127
2017-04-29 05:30 | 212 | 156
2017-04-29 06:00 | 238 | 191
2017-04-29 06:30 | 240 | 191
2017-04-29 07:00 | 246 | 203
2017-04-29 07:30 | 259 | 236
2017-04-29 08:00 | 302 | 283
2017-04-29 08:30 | 250 | 224
2017-04-29 09:00 | 247 | 227
2017-04-29 09:30 | 248 | 228
2017-04-29 10:00 | 217 | 192
2017-04-29 10:30 | 182 | 159
2017-04-29 11:00 | 169 | 152
2017-04-29 11:30 | 152 | 131
2017-04-29 12:00 | 168 | 151
2017-04-29 12:30 | 159 | 142
2017-04-29 13:00 | 165 | 149
2017-04-29 13:30 | 192 | 179
2017-04-29 14:00 | 229 | 216
2017-04-29 14:30 | 229 | 216
2017-04-29 15:00 | 254 | 244
2017-04-29 15:30 | 318 | 311
2017-04-29 16:00 | 410 | 405
2017-04-29 16:30 | 464 | 460
2017-04-29 17:00 | 507 | 504
2017-04-29 17:30 | 521 | 519
2017-04-29 18:00 | 560 | 557
2017-04-29 18:30 | 581 | 579
2017-04-29 19:00 | 571 | 568
2017-04-29 19:30 | 527 | 523
2017-04-29 20:00 | 487 | 482
2017-04-29 20:30 | 486 | 480
2017-04-29 21:00 | 465 | 459
2017-04-29 21:30 | 446 | 430
2017-04-29 22:00 | 432 | 412
2017-04-29 22:30 | 460 | 442
2017-04-29 23:00 | 508 | 493
2017-04-29 23:30 | 441 | 420
2017-04-30 | 379 | 353
2017-04-30 00:30 | 341 | 309
2017-04-30 01:00 | 305 | 268
2017-04-30 01:30 | 277 | 233
2017-04-30 02:00 | 253 | 204
2017-04-30 02:30 | 247 | 202
2017-04-30 03:00 | 240 | 189
2017-04-30 03:30 | 239 | 188
2017-04-30 04:00 | 234 | 178
2017-04-30 04:30 | 249 | 200
2017-04-30 05:00 | 248 | 199
2017-04-30 05:30 | 264 | 220
2017-04-30 06:00 | 272 | 227
2017-04-30 06:30 | 281 | 237
2017-04-30 07:00 | 302 | 263
2017-04-30 07:30 | 314 | 275
2017-04-30 08:00 | 313 | 275
2017-04-30 08:30 | 310 | 273
2017-04-30 09:00 | 309 | 271
2017-04-30 09:30 | 288 | 247
2017-04-30 10:00 | 266 | 219
2017-04-30 10:30 | 267 | 222
2017-04-30 11:00 | 264 | 218
2017-04-30 11:30 | 255 | 206
2017-04-30 12:00 | 255 | 205
2017-04-30 12:30 | 265 | 218
2017-04-30 13:00 | 274 | 230
2017-04-30 13:30 | 285 | 244
2017-04-30 14:00 | 315 | 279
2017-04-30 14:30 | 334 | 302
2017-04-30 15:00 | 368 | 341
2017-04-30 15:30 | 404 | 382
2017-04-30 16:00 | 425 | 404
2017-04-30 16:30 | 443 | 423
2017-04-30 17:00 | 435 | 419
2017-04-30 17:30 | 430 | 421
2017-04-30 18:00 | 511 | 507
2017-04-30 18:30 | 534 | 531
2017-04-30 19:00 | 542 | 538
2017-04-30 19:30 | 500 | 496
2017-04-30 20:00 | 453 | 446
2017-04-30 20:30 | 464 | 457
2017-04-30 21:00 | 466 | 458
2017-04-30 21:30 | 451 | 434
2017-04-30 22:00 | 424 | 400
2017-04-30 22:30 | 454 | 433
2017-04-30 23:00 | 488 | 469
2017-04-30 23:30 | 437 | 412
2017-05-01 | 376 | 346
2017-05-01 00:30 | 334 | 298
2017-05-01 01:00 | 326 | 289
2017-05-01 01:30 | 317 | 278
2017-05-01 02:00 | 291 | 246
2017-05-01 02:30 | 290 | 245
2017-05-01 03:00 | 299 | 256
2017-05-01 03:30 | 292 | 247
2017-05-01 04:00 | 313 | 272
2017-05-01 04:30 | 381 | 350
2017-05-01 05:00 | 340 | 303
2017-05-01 05:30 | 336 | 299
2017-05-01 06:00 | 373 | 341
2017-05-01 06:30 | 354 | 319
2017-05-01 07:00 | 352 | 317
2017-05-01 07:30 | 362 | 330
2017-05-01 08:00 | 364 | 333
2017-05-01 08:30 | 352 | 328
2017-05-01 09:00 | 334 | 312
2017-05-01 09:30 | 321 | 298
2017-05-01 10:00 | 303 | 279
2017-05-01 10:30 | 322 | 299
2017-05-01 11:00 | 309 | 285
2017-05-01 11:30 | 322 | 300
2017-05-01 12:00 | 333 | 311
2017-05-01 12:30 | 317 | 295
2017-05-01 13:00 | 325 | 304
2017-05-01 13:30 | 342 | 323
2017-05-01 14:00 | 355 | 337
2017-05-01 14:30 | 378 | 361
2017-05-01 15:00 | 391 | 378
2017-05-01 15:30 | 408 | 401
2017-05-01 16:00 | 448 | 441
2017-05-01 16:30 | 493 | 487
2017-05-01 17:00 | 543 | 538
2017-05-01 17:30 | 619 | 617
2017-05-01 18:00 | 690 | 689
2017-05-01 18:30 | 679 | 678
2017-05-01 19:00 | 638 | 635
2017-05-01 19:30 | 612 | 609
2017-05-01 20:00 | 598 | 594
2017-05-01 20:30 | 567 | 563
2017-05-01 21:00 | 567 | 564
2017-05-01 21:30 | 522 | 510
2017-05-01 22:00 | 473 | 454
2017-05-01 22:30 | 505 | 488
2017-05-01 23:00 | 516 | 498
2017-05-01 23:30 | 449 | 426
2017-05-02 | 386 | 357
2017-05-02 00:30 | 366 | 332
2017-05-02 01:00 | 356 | 322
2017-05-02 01:30 | 341 | 306
2017-05-02 02:00 | 323 | 286
2017-05-02 02:30 | 309 | 271
2017-05-02 03:00 | 306 | 265
2017-05-02 03:30 | 292 | 250
2017-05-02 04:00 | 296 | 253
2017-05-02 04:30 | 284 | 241
2017-05-02 05:00 | 320 | 285
2017-05-02 05:30 | 353 | 324
2017-05-02 06:00 | 418 | 397
2017-05-02 06:30 | 437 | 421
2017-05-02 07:00 | 465 | 455
2017-05-02 07:30 | 476 | 467
2017-05-02 08:00 | 460 | 450
2017-05-02 08:30 | 448 | 437
2017-05-02 09:00 | 474 | 463
2017-05-02 09:30 | 465 | 452
2017-05-02 10:00 | 455 | 442
2017-05-02 10:30 | 459 | 447
2017-05-02 11:00 | 453 | 441
2017-05-02 11:30 | 444 | 431
2017-05-02 12:00 | 474 | 463
2017-05-02 12:30 | 488 | 476
2017-05-02 13:00 | 479 | 466
2017-05-02 13:30 | 478 | 466
2017-05-02 14:00 | 491 | 480
2017-05-02 14:30 | 532 | 522
2017-05-02 15:00 | 551 | 542
2017-05-02 15:30 | 587 | 579
2017-05-02 16:00 | 611 | 604
2017-05-02 16:30 | 616 | 612
2017-05-02 17:00 | 658 | 654
2017-05-02 17:30 | 678 | 675
2017-05-02 18:00 | 701 | 698
2017-05-02 18:30 | 706 | 702
2017-05-02 19:00 | 709 | 705
2017-05-02 19:30 | 708 | 705
2017-05-02 20:00 | 648 | 644
2017-05-02 20:30 | 608 | 603
2017-05-02 21:00 | 590 | 586
2017-05-02 21:30 | 550 | 540
2017-05-02 22:00 | 477 | 463
2017-05-02 22:30 | 518 | 505
2017-05-02 23:00 | 510 | 496
2017-05-02 23:30 | 430 | 410
2017-05-03 | 360 | 335
2017-05-03 00:30 | 331 | 299
2017-05-03 01:00 | 303 | 262
2017-05-03 01:30 | 286 | 243
2017-05-03 02:00 | 272 | 227
2017-05-03 02:30 | 271 | 225
2017-05-03 03:00 | 256 | 218
2017-05-03 03:30 | 255 | 218
2017-05-03 04:00 | 260 | 225
2017-05-03 04:30 | 292 | 261
2017-05-03 05:00 | 317 | 290
2017-05-03 05:30 | 372 | 353
2017-05-03 06:00 | 435 | 422
2017-05-03 06:30 | 483 | 475
2017-05-03 07:00 | 481 | 476
2017-05-03 07:30 | 516 | 515
2017-05-03 08:00 | 453 | 451
2017-05-03 08:30 | 442 | 439
2017-05-03 09:00 | 471 | 468
2017-05-03 09:30 | 498 | 495
2017-05-03 10:00 | 491 | 488
2017-05-03 10:30 | 503 | 500
2017-05-03 11:00 | 491 | 488
2017-05-03 11:30 | 478 | 476
2017-05-03 12:00 | 493 | 490
2017-05-03 12:30 | 500 | 495
2017-05-03 13:00 | 503 | 498
2017-05-03 13:30 | 515 | 511
2017-05-03 14:00 | 539 | 535
2017-05-03 14:30 | 535 | 530
2017-05-03 15:00 | 559 | 554
2017-05-03 15:30 | 555 | 550
2017-05-03 16:00 | 572 | 568
2017-05-03 16:30 | 581 | 577
2017-05-03 17:00 | 623 | 619
2017-05-03 17:30 | 653 | 650
2017-05-03 18:00 | 591 | 587
2017-05-03 18:30 | 547 | 541
2017-05-03 19:00 | 562 | 557
2017-05-03 19:30 | 542 | 536
2017-05-03 20:00 | 547 | 542
2017-05-03 20:30 | 560 | 554
2017-05-03 21:00 | 503 | 495
2017-05-03 21:30 | 495 | 486
2017-05-03 22:00 | 467 | 454
2017-05-03 22:30 | 474 | 461
2017-05-03 23:00 | 463 | 449
2017-05-03 23:30 | 392 | 372
2017-05-04 | 323 | 294
2017-05-04 00:30 | 269 | 231
2017-05-04 01:00 | 240 | 197
2017-05-04 01:30 | 243 | 187
2017-05-04 02:00 | 212 | 131
2017-05-04 02:30 | 219 | 150
2017-05-04 03:00 | 230 | 169
2017-05-04 03:30 | 233 | 173
2017-05-04 04:00 | 234 | 174
2017-05-04 04:30 | 268 | 223
2017-05-04 05:00 | 299 | 261
2017-05-04 05:30 | 348 | 318
2017-05-04 06:00 | 443 | 424
2017-05-04 06:30 | 480 | 464
2017-05-04 07:00 | 485 | 476
2017-05-04 07:30 | 520 | 514
2017-05-04 08:00 | 534 | 525
2017-05-04 08:30 | 527 | 517
2017-05-04 09:00 | 536 | 526
2017-05-04 09:30 | 506 | 494
2017-05-04 10:00 | 510 | 499
2017-05-04 10:30 | 507 | 496
2017-05-04 11:00 | 492 | 481
2017-05-04 11:30 | 505 | 495
2017-05-04 12:00 | 523 | 514
2017-05-04 12:30 | 508 | 498
2017-05-04 13:00 | 510 | 500
2017-05-04 13:30 | 514 | 505
2017-05-04 14:00 | 533 | 524
2017-05-04 14:30 | 559 | 551
2017-05-04 15:00 | 554 | 546
2017-05-04 15:30 | 553 | 544
2017-05-04 16:00 | 584 | 576
2017-05-04 16:30 | 596 | 588
2017-05-04 17:00 | 612 | 605
2017-05-04 17:30 | 642 | 636
2017-05-04 18:00 | 634 | 629
2017-05-04 18:30 | 592 | 586
2017-05-04 19:00 | 626 | 620
2017-05-04 19:30 | 642 | 636
2017-05-04 20:00 | 618 | 611
2017-05-04 20:30 | 573 | 565
2017-05-04 21:00 | 529 | 519
2017-05-04 21:30 | 479 | 464
2017-05-04 22:00 | 456 | 442
2017-05-04 22:30 | 463 | 449
2017-05-04 23:00 | 503 | 491
2017-05-04 23:30 | 442 | 420
2017-05-05 | 379 | 350
2017-05-05 00:30 | 349 | 316
2017-05-05 01:00 | 351 | 320
2017-05-05 01:30 | 340 | 308
2017-05-05 02:00 | 310 | 274
2017-05-05 02:30 | 312 | 276
2017-05-05 03:00 | 297 | 258
2017-05-05 03:30 | 305 | 268
2017-05-05 04:00 | 306 | 270
2017-05-05 04:30 | 313 | 277
2017-05-05 05:00 | 355 | 326
2017-05-05 05:30 | 381 | 357
2017-05-05 06:00 | 465 | 450
2017-05-05 06:30 | 517 | 504
2017-05-05 07:00 | 574 | 565
2017-05-05 07:30 | 567 | 562
2017-05-05 08:00 | 540 | 530
2017-05-05 08:30 | 544 | 535
2017-05-05 09:00 | 538 | 528
2017-05-05 09:30 | 502 | 490
2017-05-05 10:00 | 512 | 500
2017-05-05 10:30 | 513 | 502
2017-05-05 11:00 | 518 | 507
2017-05-05 11:30 | 506 | 495
2017-05-05 12:00 | 503 | 492
2017-05-05 12:30 | 482 | 470
2017-05-05 13:00 | 498 | 487
2017-05-05 13:30 | 487 | 475
2017-05-05 14:00 | 500 | 489
2017-05-05 14:30 | 509 | 498
2017-05-05 15:00 | 509 | 498
2017-05-05 15:30 | 522 | 511
2017-05-05 16:00 | 540 | 529
2017-05-05 16:30 | 558 | 548
2017-05-05 17:00 | 576 | 567
2017-05-05 17:30 | 579 | 569
2017-05-05 18:00 | 595 | 586
2017-05-05 18:30 | 580 | 570
2017-05-05 19:00 | 603 | 594
2017-05-05 19:30 | 587 | 577
2017-05-05 20:00 | 534 | 524
2017-05-05 20:30 | 529 | 518
2017-05-05 21:00 | 476 | 466
2017-05-05 21:30 | 451 | 439
2017-05-05 22:00 | 399 | 381
2017-05-05 22:30 | 476 | 463
2017-05-05 23:00 | 549 | 538
2017-05-05 23:30 | 487 | 471
2017-05-06 | 436 | 413
2017-05-06 00:30 | 387 | 358
2017-05-06 01:00 | 335 | 298
2017-05-06 01:30 | 313 | 272
2017-05-06 02:00 | 280 | 231
2017-05-06 02:30 | 276 | 224
2017-05-06 03:00 | 248 | 186
2017-05-06 03:30 | 261 | 208
2017-05-06 04:00 | 290 | 244
2017-05-06 04:30 | 326 | 288
2017-05-06 05:00 | 342 | 308
2017-05-06 05:30 | 328 | 292
2017-05-06 06:00 | 340 | 307
2017-05-06 06:30 | 326 | 290
2017-05-06 07:00 | 372 | 344
2017-05-06 07:30 | 368 | 340
2017-05-06 08:00 | 357 | 333
2017-05-06 08:30 | 364 | 345
2017-05-06 09:00 | 367 | 351
2017-05-06 09:30 | 378 | 364
2017-05-06 10:00 | 339 | 323
2017-05-06 10:30 | 337 | 320
2017-05-06 11:00 | 348 | 332
2017-05-06 11:30 | 310 | 291
2017-05-06 12:00 | 314 | 295
2017-05-06 12:30 | 299 | 278
2017-05-06 13:00 | 254 | 228
2017-05-06 13:30 | 258 | 232
2017-05-06 14:00 | 276 | 253
2017-05-06 14:30 | 285 | 263
2017-05-06 15:00 | 339 | 323
2017-05-06 15:30 | 375 | 362
2017-05-06 16:00 | 457 | 448
2017-05-06 16:30 | 487 | 479
2017-05-06 17:00 | 566 | 559
2017-05-06 17:30 | 592 | 587
2017-05-06 18:00 | 615 | 610
2017-05-06 18:30 | 619 | 613
2017-05-06 19:00 | 613 | 607
2017-05-06 19:30 | 593 | 586
2017-05-06 20:00 | 559 | 553
2017-05-06 20:30 | 539 | 534
2017-05-06 21:00 | 534 | 528
2017-05-06 21:30 | 458 | 444
2017-05-06 22:00 | 474 | 457
2017-05-06 22:30 | 480 | 463
2017-05-06 23:00 | 529 | 514
2017-05-06 23:30 | 464 | 442
2017-05-07 | 434 | 407
2017-05-07 00:30 | 382 | 349
2017-05-07 01:00 | 327 | 286
2017-05-07 01:30 | 305 | 258
2017-05-07 02:00 | 280 | 227
2017-05-07 02:30 | 255 | 194
2017-05-07 03:00 | 221 | 138
2017-05-07 03:30 | 209 | 97
2017-05-07 04:00 | 222 | 129
2017-05-07 04:30 | 213 | 99
2017-05-07 05:00 | 212 | 101
2017-05-07 05:30 | 224 | 136
2017-05-07 06:00 | 229 | 149
2017-05-07 06:30 | 241 | 170
2017-05-07 07:00 | 268 | 208
2017-05-07 07:30 | 257 | 192
2017-05-07 08:00 | 255 | 194
2017-05-07 08:30 | 272 | 219
2017-05-07 09:00 | 289 | 242
2017-05-07 09:30 | 310 | 269
2017-05-07 10:00 | 292 | 261
2017-05-07 10:30 | 285 | 255
2017-05-07 11:00 | 280 | 250
2017-05-07 11:30 | 287 | 258
2017-05-07 12:00 | 243 | 208
2017-05-07 12:30 | 225 | 185
2017-05-07 13:00 | 225 | 185
2017-05-07 13:30 | 231 | 193
2017-05-07 14:00 | 255 | 223
2017-05-07 14:30 | 322 | 300
2017-05-07 15:00 | 380 | 362
2017-05-07 15:30 | 397 | 380
2017-05-07 16:00 | 455 | 443
2017-05-07 16:30 | 515 | 507
2017-05-07 17:00 | 583 | 578
2017-05-07 17:30 | 632 | 627
2017-05-07 18:00 | 685 | 682
2017-05-07 18:30 | 659 | 656
2017-05-07 19:00 | 667 | 664
2017-05-07 19:30 | 635 | 631
2017-05-07 20:00 | 611 | 607
2017-05-07 20:30 | 577 | 573
2017-05-07 21:00 | 541 | 536
2017-05-07 21:30 | 498 | 487
2017-05-07 22:00 | 456 | 436
2017-05-07 22:30 | 485 | 467
2017-05-07 23:00 | 537 | 519
2017-05-07 23:30 | 478 | 455
2017-05-08 | 425 | 398
2017-05-08 00:30 | 373 | 341
2017-05-08 01:00 | 317 | 275
2017-05-08 01:30 | 278 | 227
2017-05-08 02:00 | 254 | 195
2017-05-08 02:30 | 241 | 177
2017-05-08 03:00 | 235 | 167
2017-05-08 03:30 | 282 | 232
2017-05-08 04:00 | 313 | 270
2017-05-08 04:30 | 265 | 211
2017-05-08 05:00 | 292 | 248
2017-05-08 05:30 | 348 | 316
2017-05-08 06:00 | 397 | 372
2017-05-08 06:30 | 443 | 432
2017-05-08 07:00 | 509 | 504
2017-05-08 07:30 | 545 | 542
2017-05-08 08:00 | 514 | 510
2017-05-08 08:30 | 516 | 512
2017-05-08 09:00 | 523 | 518
2017-05-08 09:30 | 548 | 542
2017-05-08 10:00 | 547 | 540
2017-05-08 10:30 | 576 | 569
2017-05-08 11:00 | 545 | 539
2017-05-08 11:30 | 545 | 539
2017-05-08 12:00 | 561 | 555
2017-05-08 12:30 | 564 | 558
2017-05-08 13:00 | 582 | 576
2017-05-08 13:30 | 584 | 578
2017-05-08 14:00 | 572 | 566
2017-05-08 14:30 | 558 | 551
2017-05-08 15:00 | 552 | 545
2017-05-08 15:30 | 581 | 574
2017-05-08 16:00 | 614 | 607
2017-05-08 16:30 | 640 | 634
2017-05-08 17:00 | 672 | 667
2017-05-08 17:30 | 673 | 670
2017-05-08 18:00 | 688 | 685
2017-05-08 18:30 | 669 | 666
2017-05-08 19:00 | 667 | 663
2017-05-08 19:30 | 649 | 645
2017-05-08 20:00 | 616 | 611
2017-05-08 20:30 | 575 | 569
2017-05-08 21:00 | 536 | 531
2017-05-08 21:30 | 493 | 480
2017-05-08 22:00 | 477 | 460
2017-05-08 22:30 | 509 | 494
2017-05-08 23:00 | 554 | 540
2017-05-08 23:30 | 502 | 485
2017-05-09 | 446 | 425
2017-05-09 00:30 | 391 | 362
2017-05-09 01:00 | 353 | 312
2017-05-09 01:30 | 326 | 280
2017-05-09 02:00 | 312 | 263
2017-05-09 02:30 | 306 | 256
2017-05-09 03:00 | 288 | 234
2017-05-09 03:30 | 281 | 223
2017-05-09 04:00 | 292 | 239
2017-05-09 04:30 | 315 | 269
2017-05-09 05:00 | 324 | 281
2017-05-09 05:30 | 355 | 320
2017-05-09 06:00 | 411 | 385
2017-05-09 06:30 | 478 | 462
2017-05-09 07:00 | 506 | 491
2017-05-09 07:30 | 531 | 516
2017-05-09 08:00 | 488 | 466
2017-05-09 08:30 | 455 | 435
2017-05-09 09:00 | 470 | 452
2017-05-09 09:30 | 479 | 463
2017-05-09 10:00 | 471 | 453
2017-05-09 10:30 | 450 | 431
2017-05-09 11:00 | 448 | 428
2017-05-09 11:30 | 431 | 411
2017-05-09 12:00 | 437 | 424
2017-05-09 12:30 | 467 | 456
2017-05-09 13:00 | 476 | 465
2017-05-09 13:30 | 449 | 437
2017-05-09 14:00 | 444 | 432
2017-05-09 14:30 | 449 | 436
2017-05-09 15:00 | 456 | 444
2017-05-09 15:30 | 511 | 502
2017-05-09 16:00 | 567 | 561
2017-05-09 16:30 | 612 | 607
2017-05-09 17:00 | 660 | 656
2017-05-09 17:30 | 657 | 653
2017-05-09 18:00 | 635 | 629
2017-05-09 18:30 | 648 | 642
2017-05-09 19:00 | 661 | 656
2017-05-09 19:30 | 649 | 643
2017-05-09 20:00 | 612 | 606
2017-05-09 20:30 | 596 | 590
2017-05-09 21:00 | 555 | 551
2017-05-09 21:30 | 539 | 527
2017-05-09 22:00 | 532 | 518
2017-05-09 22:30 | 529 | 514
2017-05-09 23:00 | 566 | 552
2017-05-09 23:30 | 552 | 537
2017-05-10 | 510 | 489
2017-05-10 00:30 | 460 | 434
2017-05-10 01:00 | 374 | 338
2017-05-10 01:30 | 333 | 291
2017-05-10 02:00 | 321 | 278
2017-05-10 02:30 | 295 | 247
2017-05-10 03:00 | 272 | 225
2017-05-10 03:30 | 273 | 228
2017-05-10 04:00 | 276 | 224
2017-05-10 04:30 | 299 | 254
2017-05-10 05:00 | 326 | 288
2017-05-10 05:30 | 370 | 339
2017-05-10 06:00 | 405 | 387
2017-05-10 06:30 | 442 | 430
2017-05-10 07:00 | 498 | 491
2017-05-10 07:30 | 583 | 581
2017-05-10 08:00 | 593 | 591
2017-05-10 08:30 | 590 | 587
2017-05-10 09:00 | 621 | 618
2017-05-10 09:30 | 637 | 635
2017-05-10 10:00 | 638 | 635
2017-05-10 10:30 | 647 | 645
2017-05-10 11:00 | 639 | 637
2017-05-10 11:30 | 619 | 617
2017-05-10 12:00 | 610 | 608
2017-05-10 12:30 | 613 | 611
2017-05-10 13:00 | 593 | 590
2017-05-10 13:30 | 589 | 586
2017-05-10 14:00 | 588 | 585
2017-05-10 14:30 | 560 | 556
2017-05-10 15:00 | 572 | 569
2017-05-10 15:30 | 567 | 564
2017-05-10 16:00 | 569 | 566
2017-05-10 16:30 | 614 | 611
2017-05-10 17:00 | 645 | 643
2017-05-10 17:30 | 641 | 638
2017-05-10 18:00 | 623 | 621
2017-05-10 18:30 | 624 | 622
2017-05-10 19:00 | 624 | 621
2017-05-10 19:30 | 603 | 599
2017-05-10 20:00 | 588 | 585
2017-05-10 20:30 | 570 | 567
2017-05-10 21:00 | 528 | 523
2017-05-10 21:30 | 492 | 475
2017-05-10 22:00 | 467 | 444
2017-05-10 22:30 | 479 | 462
2017-05-10 23:00 | 545 | 530
2017-05-10 23:30 | 490 | 471
2017-05-11 | 453 | 428
2017-05-11 00:30 | 393 | 362
2017-05-11 01:00 | 345 | 306
2017-05-11 01:30 | 298 | 252
2017-05-11 02:00 | 281 | 233
2017-05-11 02:30 | 271 | 220
2017-05-11 03:00 | 253 | 199
2017-05-11 03:30 | 230 | 178
2017-05-11 04:00 | 231 | 181
2017-05-11 04:30 | 261 | 222
2017-05-11 05:00 | 288 | 254
2017-05-11 05:30 | 357 | 334
2017-05-11 06:00 | 418 | 401
2017-05-11 06:30 | 494 | 481
2017-05-11 07:00 | 558 | 547
2017-05-11 07:30 | 577 | 567
2017-05-11 08:00 | 522 | 511
2017-05-11 08:30 | 462 | 448
2017-05-11 09:00 | 450 | 435
2017-05-11 09:30 | 367 | 346
2017-05-11 10:00 | 343 | 319
2017-05-11 10:30 | 384 | 366
2017-05-11 11:00 | 372 | 352
2017-05-11 11:30 | 358 | 337
2017-05-11 12:00 | 273 | 240
2017-05-11 12:30 | 272 | 246
2017-05-11 13:00 | 349 | 332
2017-05-11 13:30 | 394 | 379
2017-05-11 14:00 | 345 | 321
2017-05-11 14:30 | 310 | 284
2017-05-11 15:00 | 333 | 320
2017-05-11 15:30 | 382 | 371
2017-05-11 16:00 | 431 | 419
2017-05-11 16:30 | 457 | 446
2017-05-11 17:00 | 548 | 541
2017-05-11 17:30 | 556 | 543
2017-05-11 18:00 | 556 | 542
2017-05-11 18:30 | 567 | 554
2017-05-11 19:00 | 582 | 569
2017-05-11 19:30 | 566 | 552
2017-05-11 20:00 | 571 | 558
2017-05-11 20:30 | 545 | 529
2017-05-11 21:00 | 512 | 495
2017-05-11 21:30 | 430 | 405
2017-05-11 22:00 | 375 | 353
2017-05-11 22:30 | 451 | 435
2017-05-11 23:00 | 519 | 506
2017-05-11 23:30 | 464 | 449
2017-05-12 | 432 | 415
2017-05-12 00:30 | 376 | 350
2017-05-12 01:00 | 344 | 310
2017-05-12 01:30 | 312 | 273
2017-05-12 02:00 | 278 | 231
2017-05-12 02:30 | 262 | 210
2017-05-12 03:00 | 248 | 188
2017-05-12 03:30 | 241 | 179
2017-05-12 04:00 | 229 | 161
2017-05-12 04:30 | 243 | 182
2017-05-12 05:00 | 300 | 260
2017-05-12 05:30 | 320 | 285
2017-05-12 06:00 | 446 | 426
2017-05-12 06:30 | 519 | 506
2017-05-12 07:00 | 601 | 592
2017-05-12 07:30 | 634 | 626
2017-05-12 08:00 | 600 | 593
2017-05-12 08:30 | 591 | 582
2017-05-12 09:00 | 573 | 560
2017-05-12 09:30 | 511 | 493
2017-05-12 10:00 | 474 | 453
2017-05-12 10:30 | 439 | 416
2017-05-12 11:00 | 448 | 427
2017-05-12 11:30 | 452 | 431
2017-05-12 12:00 | 457 | 438
2017-05-12 12:30 | 453 | 434
2017-05-12 13:00 | 434 | 414
2017-05-12 13:30 | 417 | 396
2017-05-12 14:00 | 428 | 408
2017-05-12 14:30 | 416 | 395
2017-05-12 15:00 | 443 | 424
2017-05-12 15:30 | 509 | 493
2017-05-12 16:00 | 495 | 478
2017-05-12 16:30 | 516 | 501
2017-05-12 17:00 | 570 | 558
2017-05-12 17:30 | 532 | 519
2017-05-12 18:00 | 542 | 528
2017-05-12 18:30 | 551 | 537
2017-05-12 19:00 | 600 | 588
2017-05-12 19:30 | 625 | 613
2017-05-12 20:00 | 619 | 608
2017-05-12 20:30 | 607 | 596
2017-05-12 21:00 | 574 | 564
2017-05-12 21:30 | 514 | 502
2017-05-12 22:00 | 479 | 466
2017-05-12 22:30 | 528 | 517
2017-05-12 23:00 | 589 | 579
2017-05-12 23:30 | 542 | 530
2017-05-13 | 497 | 482
2017-05-13 00:30 | 421 | 400
2017-05-13 01:00 | 410 | 388
2017-05-13 01:30 | 375 | 349
2017-05-13 02:00 | 328 | 295
2017-05-13 02:30 | 289 | 249
2017-05-13 03:00 | 307 | 271
2017-05-13 03:30 | 319 | 286
2017-05-13 04:00 | 321 | 286
2017-05-13 04:30 | 312 | 277
2017-05-13 05:00 | 340 | 309
2017-05-13 05:30 | 311 | 277
2017-05-13 06:00 | 334 | 304
2017-05-13 06:30 | 344 | 316
2017-05-13 07:00 | 353 | 328
2017-05-13 07:30 | 403 | 383
2017-05-13 08:00 | 423 | 405
2017-05-13 08:30 | 446 | 429
2017-05-13 09:00 | 450 | 434
2017-05-13 09:30 | 403 | 383
2017-05-13 10:00 | 399 | 379
2017-05-13 10:30 | 402 | 382
2017-05-13 11:00 | 419 | 401
2017-05-13 11:30 | 432 | 415
2017-05-13 12:00 | 465 | 450
2017-05-13 12:30 | 446 | 429
2017-05-13 13:00 | 434 | 416
2017-05-13 13:30 | 455 | 439
2017-05-13 14:00 | 447 | 430
2017-05-13 14:30 | 398 | 378
2017-05-13 15:00 | 331 | 307
2017-05-13 15:30 | 334 | 310
2017-05-13 16:00 | 405 | 386
2017-05-13 16:30 | 442 | 425
2017-05-13 17:00 | 469 | 455
2017-05-13 17:30 | 515 | 506
2017-05-13 18:00 | 550 | 543
2017-05-13 18:30 | 589 | 583
2017-05-13 19:00 | 610 | 603
2017-05-13 19:30 | 575 | 566
2017-05-13 20:00 | 561 | 553
2017-05-13 20:30 | 556 | 548
2017-05-13 21:00 | 501 | 491
2017-05-13 21:30 | 461 | 449
2017-05-13 22:00 | 436 | 424
2017-05-13 22:30 | 483 | 472
2017-05-13 23:00 | 499 | 489
2017-05-13 23:30 | 442 | 427
2017-05-14 | 411 | 385
2017-05-14 00:30 | 341 | 306
2017-05-14 01:00 | 307 | 264
2017-05-14 01:30 | 276 | 226
2017-05-14 02:00 | 250 | 188
2017-05-14 02:30 | 237 | 167
2017-05-14 03:00 | 225 | 146
2017-05-14 03:30 | 226 | 148
2017-05-14 04:00 | 209 | 103
2017-05-14 04:30 | 209 | 108
2017-05-14 05:00 | 212 | 119
2017-05-14 05:30 | 225 | 148
2017-05-14 06:00 | 243 | 181
2017-05-14 06:30 | 262 | 208
2017-05-14 07:00 | 280 | 232
2017-05-14 07:30 | 294 | 252
2017-05-14 08:00 | 333 | 297
2017-05-14 08:30 | 358 | 326
2017-05-14 09:00 | 373 | 345
2017-05-14 09:30 | 387 | 360
2017-05-14 10:00 | 390 | 361
2017-05-14 10:30 | 410 | 385
2017-05-14 11:00 | 414 | 390
2017-05-14 11:30 | 410 | 386
2017-05-14 12:00 | 402 | 377
2017-05-14 12:30 | 383 | 356
2017-05-14 13:00 | 381 | 354
2017-05-14 13:30 | 397 | 371
2017-05-14 14:00 | 394 | 368
2017-05-14 14:30 | 370 | 341
2017-05-14 15:00 | 402 | 377
2017-05-14 15:30 | 453 | 433
2017-05-14 16:00 | 483 | 465
2017-05-14 16:30 | 510 | 496
2017-05-14 17:00 | 562 | 555
2017-05-14 17:30 | 609 | 603
2017-05-14 18:00 | 616 | 611
2017-05-14 18:30 | 662 | 658
2017-05-14 19:00 | 658 | 654
2017-05-14 19:30 | 624 | 619
2017-05-14 20:00 | 596 | 590
2017-05-14 20:30 | 573 | 564
2017-05-14 21:00 | 535 | 525
2017-05-14 21:30 | 522 | 511
2017-05-14 22:00 | 466 | 453
2017-05-14 22:30 | 492 | 480
2017-05-14 23:00 | 504 | 488
2017-05-14 23:30 | 472 | 454
2017-05-15 | 451 | 431
2017-05-15 00:30 | 384 | 353
2017-05-15 01:00 | 338 | 300
2017-05-15 01:30 | 304 | 258
2017-05-15 02:00 | 265 | 208
2017-05-15 02:30 | 261 | 202
2017-05-15 03:00 | 258 | 198
2017-05-15 03:30 | 255 | 193
2017-05-15 04:00 | 234 | 160
2017-05-15 04:30 | 243 | 177
2017-05-15 05:00 | 263 | 208
2017-05-15 05:30 | 323 | 286
2017-05-15 06:00 | 416 | 394
2017-05-15 06:30 | 483 | 471
2017-05-15 07:00 | 504 | 494
2017-05-15 07:30 | 565 | 561
2017-05-15 08:00 | 539 | 535
2017-05-15 08:30 | 496 | 492
2017-05-15 09:00 | 478 | 473
2017-05-15 09:30 | 480 | 475
2017-05-15 10:00 | 442 | 435
2017-05-15 10:30 | 405 | 398
2017-05-15 11:00 | 381 | 372
2017-05-15 11:30 | 374 | 366
2017-05-15 12:00 | 383 | 375
2017-05-15 12:30 | 392 | 385
2017-05-15 13:00 | 405 | 397
2017-05-15 13:30 | 425 | 419
2017-05-15 14:00 | 470 | 465
2017-05-15 14:30 | 467 | 462
2017-05-15 15:00 | 505 | 499
2017-05-15 15:30 | 535 | 528
2017-05-15 16:00 | 584 | 578
2017-05-15 16:30 | 599 | 593
2017-05-15 17:00 | 625 | 621
2017-05-15 17:30 | 664 | 661
2017-05-15 18:00 | 668 | 665
2017-05-15 18:30 | 651 | 648
2017-05-15 19:00 | 673 | 670
2017-05-15 19:30 | 704 | 701
2017-05-15 20:00 | 681 | 677
2017-05-15 20:30 | 607 | 604
2017-05-15 21:00 | 568 | 564
2017-05-15 21:30 | 513 | 510
2017-05-15 22:00 | 512 | 508
2017-05-15 22:30 | 513 | 507
2017-05-15 23:00 | 561 | 556
2017-05-15 23:30 | 516 | 509
2017-05-16 | 480 | 469
2017-05-16 00:30 | 419 | 399
2017-05-16 01:00 | 354 | 328
2017-05-16 01:30 | 298 | 260
2017-05-16 02:00 | 281 | 236
2017-05-16 02:30 | 277 | 230
2017-05-16 03:00 | 275 | 227
2017-05-16 03:30 | 278 | 231
2017-05-16 04:00 | 301 | 258
2017-05-16 04:30 | 290 | 245
2017-05-16 05:00 | 292 | 249
2017-05-16 05:30 | 363 | 334
2017-05-16 06:00 | 451 | 440
2017-05-16 06:30 | 479 | 473
2017-05-16 07:00 | 496 | 491
2017-05-16 07:30 | 539 | 535
2017-05-16 08:00 | 494 | 489
2017-05-16 08:30 | 507 | 502
2017-05-16 09:00 | 467 | 461
2017-05-16 09:30 | 379 | 368
2017-05-16 10:00 | 376 | 366
2017-05-16 10:30 | 383 | 374
2017-05-16 11:00 | 366 | 355
2017-05-16 11:30 | 372 | 363
2017-05-16 12:00 | 388 | 378
2017-05-16 12:30 | 362 | 352
2017-05-16 13:00 | 385 | 376
2017-05-16 13:30 | 416 | 409
2017-05-16 14:00 | 427 | 420
2017-05-16 14:30 | 437 | 431
2017-05-16 15:00 | 474 | 469
2017-05-16 15:30 | 528 | 523
2017-05-16 16:00 | 559 | 555
2017-05-16 16:30 | 590 | 586
2017-05-16 17:00 | 638 | 634
2017-05-16 17:30 | 624 | 620
2017-05-16 18:00 | 641 | 638
2017-05-16 18:30 | 655 | 652
2017-05-16 19:00 | 660 | 657
2017-05-16 19:30 | 640 | 637
2017-05-16 20:00 | 644 | 641
2017-05-16 20:30 | 593 | 590
2017-05-16 21:00 | 562 | 560
2017-05-16 21:30 | 544 | 542
2017-05-16 22:00 | 547 | 544
2017-05-16 22:30 | 522 | 519
2017-05-16 23:00 | 569 | 562
2017-05-16 23:30 | 520 | 509
2017-05-17 | 514 | 502
2017-05-17 00:30 | 432 | 415
2017-05-17 01:00 | 391 | 370
2017-05-17 01:30 | 342 | 315
2017-05-17 02:00 | 320 | 291
2017-05-17 02:30 | 322 | 286
2017-05-17 03:00 | 319 | 280
2017-05-17 03:30 | 301 | 259
2017-05-17 04:00 | 276 | 231
2017-05-17 04:30 | 259 | 210
2017-05-17 05:00 | 318 | 285
2017-05-17 05:30 | 332 | 304
2017-05-17 06:00 | 380 | 361
2017-05-17 06:30 | 426 | 416
2017-05-17 07:00 | 512 | 506
2017-05-17 07:30 | 579 | 576
2017-05-17 08:00 | 535 | 532
2017-05-17 08:30 | 467 | 463
2017-05-17 09:00 | 456 | 450
2017-05-17 09:30 | 355 | 352
2017-05-17 10:00 | 277 | 273
2017-05-17 10:30 | 284 | 281
2017-05-17 11:00 | 329 | 327
2017-05-17 11:30 | 345 | 343
2017-05-17 12:00 | 327 | 325
2017-05-17 12:30 | 322 | 319
2017-05-17 13:00 | 339 | 337
2017-05-17 13:30 | 358 | 357
2017-05-17 14:00 | 344 | 342
2017-05-17 14:30 | 346 | 344
2017-05-17 15:00 | 352 | 350
2017-05-17 15:30 | 381 | 380
2017-05-17 16:00 | 418 | 417
2017-05-17 16:30 | 470 | 469
2017-05-17 17:00 | 500 | 500
2017-05-17 17:30 | 533 | 533
2017-05-17 18:00 | 523 | 523
2017-05-17 18:30 | 516 | 516
2017-05-17 19:00 | 521 | 521
2017-05-17 19:30 | 503 | 502
2017-05-17 20:00 | 505 | 504
2017-05-17 20:30 | 478 | 477
2017-05-17 21:00 | 469 | 468
2017-05-17 21:30 | 466 | 464
2017-05-17 22:00 | 407 | 403
2017-05-17 22:30 | 411 | 407
2017-05-17 23:00 | 445 | 442
2017-05-17 23:30 | 400 | 396
2017-05-18 | 389 | 384
2017-05-18 00:30 | 337 | 330
2017-05-18 01:00 | 286 | 273
2017-05-18 01:30 | 259 | 242
2017-05-18 02:00 | 233 | 212
2017-05-18 02:30 | 218 | 196
2017-05-18 03:00 | 197 | 170
2017-05-18 03:30 | 209 | 185
2017-05-18 04:00 | 196 | 170
2017-05-18 04:30 | 192 | 167
2017-05-18 05:00 | 199 | 175
2017-05-18 05:30 | 253 | 237
2017-05-18 06:00 | 298 | 292
2017-05-18 06:30 | 337 | 334
2017-05-18 07:00 | 436 | 436
2017-05-18 07:30 | 492 | 492
2017-05-18 08:00 | 508 | 508
2017-05-18 08:30 | 511 | 511
2017-05-18 09:00 | 499 | 499
2017-05-18 09:30 | 484 | 484
2017-05-18 10:00 | 452 | 452
2017-05-18 10:30 | 435 | 435
2017-05-18 11:00 | 433 | 433
2017-05-18 11:30 | 430 | 429
2017-05-18 12:00 | 432 | 432
2017-05-18 12:30 | 451 | 451
2017-05-18 13:00 | 447 | 447
2017-05-18 13:30 | 456 | 456
2017-05-18 14:00 | 454 | 454
2017-05-18 14:30 | 446 | 445
2017-05-18 15:00 | 471 | 471
2017-05-18 15:30 | 507 | 507
2017-05-18 16:00 | 533 | 533
2017-05-18 16:30 | 534 | 534
2017-05-18 17:00 | 545 | 545
2017-05-18 17:30 | 556 | 556
2017-05-18 18:00 | 556 | 556
2017-05-18 18:30 | 537 | 537
2017-05-18 19:00 | 545 | 545
2017-05-18 19:30 | 538 | 537
2017-05-18 20:00 | 516 | 515
2017-05-18 20:30 | 515 | 514
2017-05-18 21:00 | 520 | 520
2017-05-18 21:30 | 488 | 486
2017-05-18 22:00 | 444 | 441
2017-05-18 22:30 | 451 | 448
2017-05-18 23:00 | 458 | 455
2017-05-18 23:30 | 395 | 390
2017-05-19 | 379 | 373
2017-05-19 00:30 | 348 | 341
2017-05-19 01:00 | 299 | 286
2017-05-19 01:30 | 260 | 244
2017-05-19 02:00 | 247 | 229
2017-05-19 02:30 | 241 | 222
2017-05-19 03:00 | 243 | 225
2017-05-19 03:30 | 226 | 205
2017-05-19 04:00 | 198 | 172
2017-05-19 04:30 | 232 | 217
2017-05-19 05:00 | 247 | 235
2017-05-19 05:30 | 296 | 288
2017-05-19 06:00 | 348 | 344
2017-05-19 06:30 | 373 | 372
2017-05-19 07:00 | 413 | 412
2017-05-19 07:30 | 512 | 512
2017-05-19 08:00 | 471 | 470
2017-05-19 08:30 | 476 | 476
2017-05-19 09:00 | 476 | 475
2017-05-19 09:30 | 425 | 424
2017-05-19 10:00 | 450 | 449
2017-05-19 10:30 | 458 | 458
2017-05-19 11:00 | 478 | 478
2017-05-19 11:30 | 461 | 460
2017-05-19 12:00 | 446 | 445
2017-05-19 12:30 | 451 | 451
2017-05-19 13:00 | 464 | 463
2017-05-19 13:30 | 458 | 458
2017-05-19 14:00 | 519 | 519
2017-05-19 14:30 | 487 | 486
2017-05-19 15:00 | 471 | 470
2017-05-19 15:30 | 506 | 505
2017-05-19 16:00 | 531 | 530
2017-05-19 16:30 | 549 | 549
2017-05-19 17:00 | 523 | 522
2017-05-19 17:30 | 536 | 536
2017-05-19 18:00 | 535 | 535
2017-05-19 18:30 | 508 | 507
2017-05-19 19:00 | 522 | 522
2017-05-19 19:30 | 565 | 565
2017-05-19 20:00 | 551 | 550
2017-05-19 20:30 | 536 | 536
2017-05-19 21:00 | 481 | 481
2017-05-19 21:30 | 463 | 461
2017-05-19 22:00 | 449 | 446
2017-05-19 22:30 | 502 | 499
2017-05-19 23:00 | 547 | 544
2017-05-19 23:30 | 483 | 480
2017-05-20 | 411 | 406
2017-05-20 00:30 | 361 | 353
2017-05-20 01:00 | 348 | 338
2017-05-20 01:30 | 320 | 307
2017-05-20 02:00 | 322 | 308
2017-05-20 02:30 | 328 | 314
2017-05-20 03:00 | 330 | 316
2017-05-20 03:30 | 371 | 360
2017-05-20 04:00 | 339 | 326
2017-05-20 04:30 | 295 | 280
2017-05-20 05:00 | 287 | 271
2017-05-20 05:30 | 311 | 298
2017-05-20 06:00 | 336 | 325
2017-05-20 06:30 | 348 | 337
2017-05-20 07:00 | 356 | 346
2017-05-20 07:30 | 361 | 352
2017-05-20 08:00 | 367 | 358
2017-05-20 08:30 | 387 | 380
2017-05-20 09:00 | 398 | 391
2017-05-20 09:30 | 374 | 370
2017-05-20 10:00 | 370 | 366
2017-05-20 10:30 | 389 | 386
2017-05-20 11:00 | 389 | 385
2017-05-20 11:30 | 402 | 399
2017-05-20 12:00 | 401 | 398
2017-05-20 12:30 | 385 | 381
2017-05-20 13:00 | 374 | 370
2017-05-20 13:30 | 361 | 356
2017-05-20 14:00 | 353 | 348
2017-05-20 14:30 | 373 | 368
2017-05-20 15:00 | 389 | 385
2017-05-20 15:30 | 409 | 406
2017-05-20 16:00 | 460 | 458
2017-05-20 16:30 | 469 | 467
2017-05-20 17:00 | 482 | 481
2017-05-20 17:30 | 499 | 499
2017-05-20 18:00 | 520 | 520
2017-05-20 18:30 | 539 | 539
2017-05-20 19:00 | 534 | 534
2017-05-20 19:30 | 554 | 554
2017-05-20 20:00 | 524 | 523
2017-05-20 20:30 | 500 | 499
2017-05-20 21:00 | 475 | 474
2017-05-20 21:30 | 453 | 450
2017-05-20 22:00 | 451 | 447
2017-05-20 22:30 | 485 | 481
2017-05-20 23:00 | 535 | 533
2017-05-20 23:30 | 474 | 470
2017-05-21 | 437 | 432
2017-05-21 00:30 | 406 | 400
2017-05-21 01:00 | 364 | 353
2017-05-21 01:30 | 341 | 329
2017-05-21 02:00 | 294 | 278
2017-05-21 02:30 | 270 | 251
2017-05-21 03:00 | 253 | 232
2017-05-21 03:30 | 259 | 239
2017-05-21 04:00 | 245 | 222
2017-05-21 04:30 | 200 | 171
2017-05-21 05:00 | 169 | 132
2017-05-21 05:30 | 161 | 122
2017-05-21 06:00 | 153 | 112
2017-05-21 06:30 | 177 | 153
2017-05-21 07:00 | 180 | 162
2017-05-21 07:30 | 188 | 171
2017-05-21 08:00 | 159 | 140
2017-05-21 08:30 | 159 | 147
2017-05-21 09:00 | 173 | 163
2017-05-21 09:30 | 160 | 149
2017-05-21 10:00 | 159 | 148
2017-05-21 10:30 | 177 | 169
2017-05-21 11:00 | 181 | 174
2017-05-21 11:30 | 199 | 193
2017-05-21 12:00 | 293 | 285
2017-05-21 12:30 | 305 | 293
2017-05-21 13:00 | 307 | 295
2017-05-21 13:30 | 276 | 263
2017-05-21 14:00 | 284 | 271
2017-05-21 14:30 | 260 | 245
2017-05-21 15:00 | 303 | 292
2017-05-21 15:30 | 357 | 350
2017-05-21 16:00 | 418 | 413
2017-05-21 16:30 | 408 | 402
2017-05-21 17:00 | 450 | 446
2017-05-21 17:30 | 514 | 511
2017-05-21 18:00 | 571 | 569
2017-05-21 18:30 | 557 | 554
2017-05-21 19:00 | 559 | 556
2017-05-21 19:30 | 544 | 540
2017-05-21 20:00 | 535 | 532
2017-05-21 20:30 | 511 | 507
2017-05-21 21:00 | 468 | 463
2017-05-21 21:30 | 450 | 435
2017-05-21 22:00 | 400 | 375
2017-05-21 22:30 | 437 | 415
2017-05-21 23:00 | 443 | 421
2017-05-21 23:30 | 402 | 376
2017-05-22 | 373 | 342
2017-05-22 00:30 | 336 | 301
2017-05-22 01:00 | 327 | 289
2017-05-22 01:30 | 285 | 239
2017-05-22 02:00 | 238 | 175
2017-05-22 02:30 | 231 | 161
2017-05-22 03:00 | 225 | 152
2017-05-22 03:30 | 229 | 159
2017-05-22 04:00 | 250 | 192
2017-05-22 04:30 | 276 | 227
2017-05-22 05:00 | 304 | 262
2017-05-22 05:30 | 354 | 323
2017-05-22 06:00 | 377 | 350
2017-05-22 06:30 | 415 | 401
2017-05-22 07:00 | 465 | 458
2017-05-22 07:30 | 454 | 452
2017-05-22 08:00 | 435 | 434
2017-05-22 08:30 | 419 | 417
2017-05-22 09:00 | 416 | 414
2017-05-22 09:30 | 389 | 387
2017-05-22 10:00 | 397 | 396
2017-05-22 10:30 | 426 | 425
2017-05-22 11:00 | 417 | 415
2017-05-22 11:30 | 417 | 416
2017-05-22 12:00 | 398 | 397
2017-05-22 12:30 | 413 | 412
2017-05-22 13:00 | 441 | 441
2017-05-22 13:30 | 453 | 453
2017-05-22 14:00 | 470 | 470
2017-05-22 14:30 | 450 | 450
2017-05-22 15:00 | 474 | 473
2017-05-22 15:30 | 523 | 523
2017-05-22 16:00 | 551 | 551
2017-05-22 16:30 | 586 | 586
2017-05-22 17:00 | 629 | 629
2017-05-22 17:30 | 645 | 645
2017-05-22 18:00 | 690 | 690
2017-05-22 18:30 | 679 | 679
2017-05-22 19:00 | 655 | 654
2017-05-22 19:30 | 621 | 621
2017-05-22 20:00 | 599 | 598
2017-05-22 20:30 | 566 | 565
2017-05-22 21:00 | 500 | 499
2017-05-22 21:30 | 460 | 450
2017-05-22 22:00 | 427 | 413
2017-05-22 22:30 | 470 | 457
2017-05-22 23:00 | 506 | 495
2017-05-22 23:30 | 458 | 443
2017-05-23 | 393 | 370
2017-05-23 00:30 | 310 | 274
2017-05-23 01:00 | 288 | 244
2017-05-23 01:30 | 265 | 214
2017-05-23 02:00 | 251 | 194
2017-05-23 02:30 | 277 | 226
2017-05-23 03:00 | 248 | 187
2017-05-23 03:30 | 246 | 185
2017-05-23 04:00 | 234 | 168
2017-05-23 04:30 | 244 | 187
2017-05-23 05:00 | 257 | 206
2017-05-23 05:30 | 311 | 277
2017-05-23 06:00 | 367 | 344
2017-05-23 06:30 | 362 | 349
2017-05-23 07:00 | 387 | 381
2017-05-23 07:30 | 453 | 450
2017-05-23 08:00 | 445 | 440
2017-05-23 08:30 | 436 | 429
2017-05-23 09:00 | 448 | 441
2017-05-23 09:30 | 396 | 387
2017-05-23 10:00 | 346 | 334
2017-05-23 10:30 | 350 | 338
2017-05-23 11:00 | 352 | 341
2017-05-23 11:30 | 343 | 332
2017-05-23 12:00 | 359 | 350
2017-05-23 12:30 | 374 | 366
2017-05-23 13:00 | 412 | 406
2017-05-23 13:30 | 397 | 391
2017-05-23 14:00 | 408 | 401
2017-05-23 14:30 | 414 | 407
2017-05-23 15:00 | 397 | 389
2017-05-23 15:30 | 471 | 465
2017-05-23 16:00 | 529 | 524
2017-05-23 16:30 | 533 | 528
2017-05-23 17:00 | 555 | 550
2017-05-23 17:30 | 570 | 565
2017-05-23 18:00 | 608 | 603
2017-05-23 18:30 | 597 | 592
2017-05-23 19:00 | 592 | 586
2017-05-23 19:30 | 577 | 571
2017-05-23 20:00 | 543 | 537
2017-05-23 20:30 | 516 | 509
2017-05-23 21:00 | 426 | 419
2017-05-23 21:30 | 391 | 379
2017-05-23 22:00 | 358 | 338
2017-05-23 22:30 | 453 | 438
2017-05-23 23:00 | 486 | 468
2017-05-23 23:30 | 427 | 405
2017-05-24 | 368 | 341
2017-05-24 00:30 | 337 | 305
2017-05-24 01:00 | 307 | 270
2017-05-24 01:30 | 268 | 221
2017-05-24 02:00 | 248 | 190
2017-05-24 02:30 | 238 | 174
2017-05-24 03:00 | 229 | 158
2017-05-24 03:30 | 223 | 147
2017-05-24 04:00 | 222 | 145
2017-05-24 04:30 | 223 | 153
2017-05-24 05:00 | 237 | 176
2017-05-24 05:30 | 312 | 275
2017-05-24 06:00 | 376 | 352
2017-05-24 06:30 | 479 | 463
2017-05-24 07:00 | 528 | 516
2017-05-24 07:30 | 562 | 552
2017-05-24 08:00 | 501 | 488
2017-05-24 08:30 | 470 | 456
2017-05-24 09:00 | 478 | 464
2017-05-24 09:30 | 473 | 457
2017-05-24 10:00 | 444 | 427
2017-05-24 10:30 | 402 | 382
2017-05-24 11:00 | 368 | 345
2017-05-24 11:30 | 343 | 318
2017-05-24 12:00 | 344 | 320
2017-05-24 12:30 | 332 | 307
2017-05-24 13:00 | 300 | 273
2017-05-24 13:30 | 327 | 305
2017-05-24 14:00 | 328 | 302
2017-05-24 14:30 | 355 | 327
2017-05-24 15:00 | 438 | 416
2017-05-24 15:30 | 515 | 499
2017-05-24 16:00 | 601 | 588
2017-05-24 16:30 | 656 | 645
2017-05-24 17:00 | 699 | 692
2017-05-24 17:30 | 708 | 703
2017-05-24 18:00 | 709 | 707
2017-05-24 18:30 | 699 | 696
2017-05-24 19:00 | 680 | 677
2017-05-24 19:30 | 654 | 650
2017-05-24 20:00 | 606 | 601
2017-05-24 20:30 | 586 | 580
2017-05-24 21:00 | 504 | 497
2017-05-24 21:30 | 468 | 457
2017-05-24 22:00 | 429 | 414
2017-05-24 22:30 | 404 | 386
2017-05-24 23:00 | 376 | 354
2017-05-24 23:30 | 370 | 344
2017-05-25 | 402 | 378
2017-05-25 00:30 | 379 | 353
2017-05-25 01:00 | 338 | 305
2017-05-25 01:30 | 289 | 247
2017-05-25 02:00 | 267 | 220
2017-05-25 02:30 | 275 | 230
2017-05-25 03:00 | 270 | 224
2017-05-25 03:30 | 235 | 175
2017-05-25 04:00 | 215 | 158
2017-05-25 04:30 | 264 | 227
2017-05-25 05:00 | 273 | 238
2017-05-25 05:30 | 327 | 303
2017-05-25 06:00 | 402 | 386
2017-05-25 06:30 | 418 | 403
2017-05-25 07:00 | 455 | 441
2017-05-25 07:30 | 510 | 500
2017-05-25 08:00 | 459 | 446
2017-05-25 08:30 | 417 | 404
2017-05-25 09:00 | 384 | 369
2017-05-25 09:30 | 363 | 347
2017-05-25 10:00 | 365 | 349
2017-05-25 10:30 | 377 | 362
2017-05-25 11:00 | 317 | 297
2017-05-25 11:30 | 318 | 297
2017-05-25 12:00 | 358 | 342
2017-05-25 12:30 | 377 | 362
2017-05-25 13:00 | 401 | 387
2017-05-25 13:30 | 396 | 382
2017-05-25 14:00 | 402 | 389
2017-05-25 14:30 | 391 | 378
2017-05-25 15:00 | 420 | 411
2017-05-25 15:30 | 466 | 460
2017-05-25 16:00 | 509 | 504
2017-05-25 16:30 | 566 | 561
2017-05-25 17:00 | 617 | 612
2017-05-25 17:30 | 625 | 622
2017-05-25 18:00 | 657 | 654
2017-05-25 18:30 | 627 | 622
2017-05-25 19:00 | 638 | 634
2017-05-25 19:30 | 612 | 606
2017-05-25 20:00 | 600 | 595
2017-05-25 20:30 | 575 | 569
2017-05-25 21:00 | 530 | 524
2017-05-25 21:30 | 480 | 469
2017-05-25 22:00 | 445 | 430
2017-05-25 22:30 | 478 | 464
2017-05-25 23:00 | 547 | 532
2017-05-25 23:30 | 478 | 458
2017-05-26 | 432 | 409
2017-05-26 00:30 | 383 | 354
2017-05-26 01:00 | 335 | 300
2017-05-26 01:30 | 289 | 245
2017-05-26 02:00 | 286 | 240
2017-05-26 02:30 | 294 | 250
2017-05-26 03:00 | 289 | 245
2017-05-26 03:30 | 279 | 232
2017-05-26 04:00 | 235 | 175
2017-05-26 04:30 | 275 | 229
2017-05-26 05:00 | 313 | 276
2017-05-26 05:30 | 346 | 316
2017-05-26 06:00 | 396 | 379
2017-05-26 06:30 | 428 | 423
2017-05-26 07:00 | 451 | 446
2017-05-26 07:30 | 475 | 471
2017-05-26 08:00 | 442 | 438
2017-05-26 08:30 | 418 | 413
2017-05-26 09:00 | 419 | 414
2017-05-26 09:30 | 388 | 382
2017-05-26 10:00 | 364 | 357
2017-05-26 10:30 | 376 | 369
2017-05-26 11:00 | 388 | 383
2017-05-26 11:30 | 387 | 381
2017-05-26 12:00 | 400 | 395
2017-05-26 12:30 | 401 | 395
2017-05-26 13:00 | 417 | 413
2017-05-26 13:30 | 441 | 436
2017-05-26 14:00 | 436 | 432
2017-05-26 14:30 | 437 | 433
2017-05-26 15:00 | 451 | 446
2017-05-26 15:30 | 480 | 476
2017-05-26 16:00 | 549 | 547
2017-05-26 16:30 | 594 | 592
2017-05-26 17:00 | 623 | 621
2017-05-26 17:30 | 611 | 609
2017-05-26 18:00 | 608 | 606
2017-05-26 18:30 | 597 | 595
2017-05-26 19:00 | 592 | 590
2017-05-26 19:30 | 597 | 594
2017-05-26 20:00 | 594 | 591
2017-05-26 20:30 | 582 | 579
2017-05-26 21:00 | 545 | 541
2017-05-26 21:30 | 519 | 507
2017-05-26 22:00 | 466 | 448
2017-05-26 22:30 | 526 | 510
2017-05-26 23:00 | 578 | 564
2017-05-26 23:30 | 528 | 511
2017-05-27 | 483 | 462
2017-05-27 00:30 | 391 | 364
2017-05-27 01:00 | 353 | 322
2017-05-27 01:30 | 321 | 284
2017-05-27 02:00 | 322 | 284
2017-05-27 02:30 | 316 | 273
2017-05-27 03:00 | 305 | 259
2017-05-27 03:30 | 307 | 263
2017-05-27 04:00 | 323 | 281
2017-05-27 04:30 | 252 | 192
2017-05-27 05:00 | 258 | 201
2017-05-27 05:30 | 277 | 228
2017-05-27 06:00 | 311 | 270
2017-05-27 06:30 | 352 | 319
2017-05-27 07:00 | 362 | 330
2017-05-27 07:30 | 358 | 328
2017-05-27 08:00 | 345 | 313
2017-05-27 08:30 | 335 | 306
2017-05-27 09:00 | 317 | 286
2017-05-27 09:30 | 297 | 264
2017-05-27 10:00 | 331 | 304
2017-05-27 10:30 | 348 | 321
2017-05-27 11:00 | 347 | 321
2017-05-27 11:30 | 327 | 298
2017-05-27 12:00 | 337 | 309
2017-05-27 12:30 | 349 | 323
2017-05-27 13:00 | 355 | 328
2017-05-27 13:30 | 365 | 340
2017-05-27 14:00 | 352 | 325
2017-05-27 14:30 | 349 | 322
2017-05-27 15:00 | 361 | 336
2017-05-27 15:30 | 378 | 355
2017-05-27 16:00 | 414 | 394
2017-05-27 16:30 | 463 | 448
2017-05-27 17:00 | 523 | 511
2017-05-27 17:30 | 598 | 591
2017-05-27 18:00 | 631 | 624
2017-05-27 18:30 | 603 | 596
2017-05-27 19:00 | 622 | 615
2017-05-27 19:30 | 549 | 539
2017-05-27 20:00 | 550 | 540
2017-05-27 20:30 | 545 | 535
2017-05-27 21:00 | 483 | 468
2017-05-27 21:30 | 448 | 431
2017-05-27 22:00 | 445 | 427
2017-05-27 22:30 | 434 | 415
2017-05-27 23:00 | 457 | 440
2017-05-27 23:30 | 404 | 379
2017-05-28 | 363 | 331
2017-05-28 00:30 | 339 | 303
2017-05-28 01:00 | 310 | 267
2017-05-28 01:30 | 289 | 242
2017-05-28 02:00 | 253 | 194
2017-05-28 02:30 | 234 | 166
2017-05-28 03:00 | 223 | 148
2017-05-28 03:30 | 221 | 144
2017-05-28 04:00 | 236 | 167
2017-05-28 04:30 | 217 | 135
2017-05-28 05:00 | 212 | 129
2017-05-28 05:30 | 213 | 138
2017-05-28 06:00 | 225 | 159
2017-05-28 06:30 | 253 | 201
2017-05-28 07:00 | 295 | 253
2017-05-28 07:30 | 287 | 244
2017-05-28 08:00 | 302 | 264
2017-05-28 08:30 | 269 | 224
2017-05-28 09:00 | 252 | 201
2017-05-28 09:30 | 277 | 234
2017-05-28 10:00 | 288 | 248
2017-05-28 10:30 | 314 | 279
2017-05-28 11:00 | 277 | 234
2017-05-28 11:30 | 293 | 252
2017-05-28 12:00 | 294 | 253
2017-05-28 12:30 | 303 | 264
2017-05-28 13:00 | 320 | 283
2017-05-28 13:30 | 325 | 292
2017-05-28 14:00 | 331 | 298
2017-05-28 14:30 | 319 | 284
2017-05-28 15:00 | 302 | 266
2017-05-28 15:30 | 309 | 286
2017-05-28 16:00 | 384 | 368
2017-05-28 16:30 | 445 | 431
2017-05-28 17:00 | 522 | 512
2017-05-28 17:30 | 616 | 610
2017-05-28 18:00 | 664 | 662
2017-05-28 18:30 | 666 | 664
2017-05-28 19:00 | 679 | 676
2017-05-28 19:30 | 613 | 609
2017-05-28 20:00 | 566 | 561
2017-05-28 20:30 | 540 | 535
2017-05-28 21:00 | 501 | 492
2017-05-28 21:30 | 453 | 436
2017-05-28 22:00 | 443 | 425
2017-05-28 22:30 | 429 | 406
2017-05-28 23:00 | 438 | 416
2017-05-28 23:30 | 390 | 363
2017-05-29 | 367 | 336
2017-05-29 00:30 | 319 | 280
2017-05-29 01:00 | 275 | 227
2017-05-29 01:30 | 259 | 204
2017-05-29 02:00 | 248 | 189
2017-05-29 02:30 | 232 | 161
2017-05-29 03:00 | 233 | 164
2017-05-29 03:30 | 224 | 148
2017-05-29 04:00 | 207 | 116
2017-05-29 04:30 | 221 | 148
2017-05-29 05:00 | 234 | 170
2017-05-29 05:30 | 292 | 251
2017-05-29 06:00 | 371 | 352
2017-05-29 06:30 | 419 | 407
2017-05-29 07:00 | 499 | 494
2017-05-29 07:30 | 523 | 520
2017-05-29 08:00 | 475 | 471
2017-05-29 08:30 | 435 | 430
2017-05-29 09:00 | 399 | 392
2017-05-29 09:30 | 351 | 342
2017-05-29 10:00 | 341 | 331
2017-05-29 10:30 | 347 | 338
2017-05-29 11:00 | 338 | 329
2017-05-29 11:30 | 341 | 331
2017-05-29 12:00 | 335 | 325
2017-05-29 12:30 | 323 | 312
2017-05-29 13:00 | 329 | 319
2017-05-29 13:30 | 336 | 327
2017-05-29 14:00 | 377 | 370
2017-05-29 14:30 | 371 | 363
2017-05-29 15:00 | 408 | 402
2017-05-29 15:30 | 444 | 439
2017-05-29 16:00 | 472 | 467
2017-05-29 16:30 | 498 | 493
2017-05-29 17:00 | 533 | 529
2017-05-29 17:30 | 567 | 564
2017-05-29 18:00 | 632 | 630
2017-05-29 18:30 | 596 | 593
2017-05-29 19:00 | 616 | 613
2017-05-29 19:30 | 587 | 583
2017-05-29 20:00 | 551 | 546
2017-05-29 20:30 | 537 | 533
2017-05-29 21:00 | 493 | 488
2017-05-29 21:30 | 449 | 437
2017-05-29 22:00 | 421 | 403
2017-05-29 22:30 | 453 | 435
2017-05-29 23:00 | 461 | 440
2017-05-29 23:30 | 418 | 392
2017-05-30 | 389 | 360
2017-05-30 00:30 | 305 | 260
2017-05-30 01:00 | 265 | 210
2017-05-30 01:30 | 264 | 209
2017-05-30 02:00 | 263 | 209
2017-05-30 02:30 | 253 | 194
2017-05-30 03:00 | 247 | 185
2017-05-30 03:30 | 242 | 179
2017-05-30 04:00 | 205 | 130
2017-05-30 04:30 | 222 | 171
2017-05-30 05:00 | 235 | 190
2017-05-30 05:30 | 244 | 204
2017-05-30 06:00 | 300 | 271
2017-05-30 06:30 | 376 | 364
2017-05-30 07:00 | 456 | 451
2017-05-30 07:30 | 520 | 516
2017-05-30 08:00 | 495 | 489
2017-05-30 08:30 | 430 | 421
2017-05-30 09:00 | 377 | 363
2017-05-30 09:30 | 303 | 280
2017-05-30 10:00 | 289 | 266
2017-05-30 10:30 | 307 | 289
2017-05-30 11:00 | 279 | 259
2017-05-30 11:30 | 257 | 234
2017-05-30 12:00 | 268 | 247
2017-05-30 12:30 | 284 | 264
2017-05-30 13:00 | 309 | 291
2017-05-30 13:30 | 344 | 330
2017-05-30 14:00 | 377 | 366
2017-05-30 14:30 | 377 | 366
2017-05-30 15:00 | 389 | 377
2017-05-30 15:30 | 431 | 422
2017-05-30 16:00 | 474 | 466
2017-05-30 16:30 | 523 | 516
2017-05-30 17:00 | 520 | 513
2017-05-30 17:30 | 509 | 500
2017-05-30 18:00 | 518 | 510
2017-05-30 18:30 | 512 | 503
2017-05-30 19:00 | 531 | 523
2017-05-30 19:30 | 500 | 491
2017-05-30 20:00 | 512 | 503
2017-05-30 20:30 | 502 | 492
2017-05-30 21:00 | 480 | 470
2017-05-30 21:30 | 462 | 449
2017-05-30 22:00 | 433 | 415
2017-05-30 22:30 | 452 | 435
2017-05-30 23:00 | 466 | 448
2017-05-30 23:30 | 437 | 415
2017-05-31 | 389 | 360
2017-05-31 00:30 | 348 | 313
2017-05-31 01:00 | 299 | 255
2017-05-31 01:30 | 257 | 201
2017-05-31 02:00 | 239 | 176
2017-05-31 02:30 | 215 | 135
2017-05-31 03:00 | 216 | 140
2017-05-31 03:30 | 205 | 115
2017-05-31 04:00 | 204 | 114
2017-05-31 04:30 | 203 | 114
2017-05-31 05:00 | 219 | 153
2017-05-31 05:30 | 242 | 194
2017-05-31 06:00 | 318 | 297
2017-05-31 06:30 | 392 | 379
2017-05-31 07:00 | 484 | 478
2017-05-31 07:30 | 548 | 541
2017-05-31 08:00 | 525 | 518
2017-05-31 08:30 | 487 | 477
2017-05-31 09:00 | 459 | 448
2017-05-31 09:30 | 410 | 396
2017-05-31 10:00 | 383 | 367
2017-05-31 10:30 | 374 | 359
2017-05-31 11:00 | 288 | 265
2017-05-31 11:30 | 280 | 254
2017-05-31 12:00 | 289 | 265
2017-05-31 12:30 | 315 | 294
2017-05-31 13:00 | 354 | 337
2017-05-31 13:30 | 361 | 344
2017-05-31 14:00 | 385 | 369
2017-05-31 14:30 | 349 | 331
2017-05-31 15:00 | 322 | 302
2017-05-31 15:30 | 383 | 368
2017-05-31 16:00 | 415 | 402
2017-05-31 16:30 | 384 | 370
2017-05-31 17:00 | 406 | 396
2017-05-31 17:30 | 432 | 424
2017-05-31 18:00 | 495 | 490
2017-05-31 18:30 | 495 | 489
2017-05-31 19:00 | 519 | 514
2017-05-31 19:30 | 516 | 511
2017-05-31 20:00 | 546 | 541
2017-05-31 20:30 | 475 | 467
2017-05-31 21:00 | 413 | 401
2017-05-31 21:30 | 388 | 371
2017-05-31 22:00 | 362 | 346
2017-05-31 22:30 | 380 | 364
2017-05-31 23:00 | 432 | 416
2017-05-31 23:30 | 386 | 364
2017-06-01 | 301 | 265
2017-06-01 00:30 | 263 | 211
2017-06-01 01:00 | 240 | 177
2017-06-01 01:30 | 215 | 139
2017-06-01 02:00 | 213 | 138
2017-06-01 02:30 | 203 | 114
2017-06-01 03:00 | 201 | 109
2017-06-01 03:30 | 203 | 114
2017-06-01 04:00 | 210 | 131
2017-06-01 04:30 | 221 | 153
2017-06-01 05:00 | 229 | 169
2017-06-01 05:30 | 273 | 232
2017-06-01 06:00 | 345 | 318
2017-06-01 06:30 | 429 | 408
2017-06-01 07:00 | 472 | 451
2017-06-01 07:30 | 486 | 466
2017-06-01 08:00 | 426 | 407
2017-06-01 08:30 | 354 | 330
2017-06-01 09:00 | 330 | 309
2017-06-01 09:30 | 269 | 235
2017-06-01 10:00 | 248 | 210
2017-06-01 10:30 | 236 | 198
2017-06-01 11:00 | 222 | 182
2017-06-01 11:30 | 207 | 170
2017-06-01 12:00 | 219 | 186
2017-06-01 12:30 | 235 | 207
2017-06-01 13:00 | 225 | 192
2017-06-01 13:30 | 242 | 214
2017-06-01 14:00 | 258 | 233
2017-06-01 14:30 | 267 | 244
2017-06-01 15:00 | 274 | 253
2017-06-01 15:30 | 305 | 287
2017-06-01 16:00 | 343 | 327
2017-06-01 16:30 | 373 | 359
2017-06-01 17:00 | 336 | 318
2017-06-01 17:30 | 411 | 402
2017-06-01 18:00 | 478 | 474
2017-06-01 18:30 | 487 | 483
2017-06-01 19:00 | 503 | 498
2017-06-01 19:30 | 479 | 474
2017-06-01 20:00 | 527 | 523
2017-06-01 20:30 | 493 | 486
2017-06-01 21:00 | 404 | 392
2017-06-01 21:30 | 354 | 335
2017-06-01 22:00 | 326 | 311
2017-06-01 22:30 | 338 | 322
2017-06-01 23:00 | 384 | 368
2017-06-01 23:30 | 345 | 326
2017-06-02 | 303 | 277
2017-06-02 00:30 | 258 | 220
2017-06-02 01:00 | 222 | 189
2017-06-02 01:30 | 198 | 173
2017-06-02 02:00 | 193 | 170
2017-06-02 02:30 | 171 | 145
2017-06-02 03:00 | 187 | 134
2017-06-02 03:30 | 158 | 97
2017-06-02 04:00 | 178 | 73
2017-06-02 04:30 | 192 | 98
2017-06-02 05:00 | 219 | 158
2017-06-02 05:30 | 242 | 199
2017-06-02 06:00 | 309 | 284
2017-06-02 06:30 | 450 | 438
2017-06-02 07:00 | 536 | 525
2017-06-02 07:30 | 594 | 585
2017-06-02 08:00 | 507 | 495
2017-06-02 08:30 | 449 | 431
2017-06-02 09:00 | 389 | 364
2017-06-02 09:30 | 333 | 303
2017-06-02 10:00 | 307 | 273
2017-06-02 10:30 | 282 | 242
2017-06-02 11:00 | 264 | 222
2017-06-02 11:30 | 264 | 226
2017-06-02 12:00 | 284 | 251
2017-06-02 12:30 | 283 | 249
2017-06-02 13:00 | 281 | 248
2017-06-02 13:30 | 294 | 261
2017-06-02 14:00 | 293 | 261
2017-06-02 14:30 | 293 | 262
2017-06-02 15:00 | 325 | 298
2017-06-02 15:30 | 365 | 342
2017-06-02 16:00 | 384 | 362
2017-06-02 16:30 | 398 | 377
2017-06-02 17:00 | 414 | 393
2017-06-02 17:30 | 497 | 484
2017-06-02 18:00 | 582 | 574
2017-06-02 18:30 | 576 | 567
2017-06-02 19:00 | 581 | 573
2017-06-02 19:30 | 546 | 535
2017-06-02 20:00 | 520 | 508
2017-06-02 20:30 | 483 | 469
2017-06-02 21:00 | 449 | 430
2017-06-02 21:30 | 418 | 398
2017-06-02 22:00 | 379 | 362
2017-06-02 22:30 | 360 | 342
2017-06-02 23:00 | 404 | 387
2017-06-02 23:30 | 367 | 346
2017-06-03 | 334 | 310
2017-06-03 00:30 | 306 | 262
2017-06-03 01:00 | 301 | 244
2017-06-03 01:30 | 234 | 207
2017-06-03 02:00 | 222 | 195
2017-06-03 02:30 | 261 | 193
2017-06-03 03:00 | 257 | 183
2017-06-03 03:30 | 257 | 188
2017-06-03 04:00 | 250 | 174
2017-06-03 04:30 | 248 | 173
2017-06-03 05:00 | 258 | 191
2017-06-03 05:30 | 250 | 182
2017-06-03 06:00 | 245 | 188
2017-06-03 06:30 | 266 | 224
2017-06-03 07:00 | 318 | 286
2017-06-03 07:30 | 387 | 364
2017-06-03 08:00 | 400 | 378
2017-06-03 08:30 | 374 | 348
2017-06-03 09:00 | 370 | 344
2017-06-03 09:30 | 311 | 279
2017-06-03 10:00 | 301 | 269
2017-06-03 10:30 | 294 | 259
2017-06-03 11:00 | 280 | 243
2017-06-03 11:30 | 262 | 223
2017-06-03 12:00 | 256 | 217
2017-06-03 12:30 | 263 | 225
2017-06-03 13:00 | 274 | 236
2017-06-03 13:30 | 284 | 247
2017-06-03 14:00 | 314 | 282
2017-06-03 14:30 | 317 | 286
2017-06-03 15:00 | 309 | 283
2017-06-03 15:30 | 332 | 307
2017-06-03 16:00 | 363 | 343
2017-06-03 16:30 | 426 | 410
2017-06-03 17:00 | 451 | 448
2017-06-03 17:30 | 478 | 477
2017-06-03 18:00 | 530 | 519
2017-06-03 18:30 | 504 | 489
2017-06-03 19:00 | 509 | 495
2017-06-03 19:30 | 504 | 488
2017-06-03 20:00 | 486 | 468
2017-06-03 20:30 | 473 | 454
2017-06-03 21:00 | 450 | 431
2017-06-03 21:30 | 418 | 400
2017-06-03 22:00 | 390 | 365
2017-06-03 22:30 | 376 | 351
2017-06-03 23:00 | 385 | 361
2017-06-03 23:30 | 350 | 320
2017-06-04 | 344 | 313
2017-06-04 00:30 | 331 | 298
2017-06-04 01:00 | 301 | 259
2017-06-04 01:30 | 283 | 235
2017-06-04 02:00 | 281 | 232
2017-06-04 02:30 | 269 | 212
2017-06-04 03:00 | 274 | 219
2017-06-04 03:30 | 267 | 210
2017-06-04 04:00 | 262 | 203
2017-06-04 04:30 | 272 | 217
2017-06-04 05:00 | 271 | 220
2017-06-04 05:30 | 268 | 222
2017-06-04 06:00 | 269 | 217
2017-06-04 06:30 | 283 | 236
2017-06-04 07:00 | 288 | 242
2017-06-04 07:30 | 310 | 271
2017-06-04 08:00 | 334 | 300
2017-06-04 08:30 | 345 | 313
2017-06-04 09:00 | 353 | 325
2017-06-04 09:30 | 340 | 308
2017-06-04 10:00 | 302 | 274
2017-06-04 10:30 | 275 | 250
2017-06-04 11:00 | 297 | 272
2017-06-04 11:30 | 307 | 281
2017-06-04 12:00 | 265 | 250
2017-06-04 12:30 | 229 | 217
2017-06-04 13:00 | 249 | 239
2017-06-04 13:30 | 269 | 244
2017-06-04 14:00 | 266 | 238
2017-06-04 14:30 | 272 | 249
2017-06-04 15:00 | 301 | 282
2017-06-04 15:30 | 350 | 337
2017-06-04 16:00 | 400 | 391
2017-06-04 16:30 | 491 | 485
2017-06-04 17:00 | 592 | 588
2017-06-04 17:30 | 656 | 654
2017-06-04 18:00 | 714 | 712
2017-06-04 18:30 | 722 | 721
2017-06-04 19:00 | 708 | 705
2017-06-04 19:30 | 684 | 681
2017-06-04 20:00 | 635 | 631
2017-06-04 20:30 | 590 | 584
2017-06-04 21:00 | 552 | 545
2017-06-04 21:30 | 505 | 494
2017-06-04 22:00 | 487 | 472
2017-06-04 22:30 | 457 | 440
2017-06-04 23:00 | 495 | 480
2017-06-04 23:30 | 485 | 468
2017-06-05 | 468 | 450
2017-06-05 00:30 | 446 | 416
2017-06-05 01:00 | 417 | 374
2017-06-05 01:30 | 387 | 338
2017-06-05 02:00 | 323 | 254
2017-06-05 02:30 | 326 | 261
2017-06-05 03:00 | 312 | 249
2017-06-05 03:30 | 293 | 242
2017-06-05 04:00 | 283 | 246
2017-06-05 04:30 | 311 | 271
2017-06-05 05:00 | 308 | 268
2017-06-05 05:30 | 345 | 316
2017-06-05 06:00 | 434 | 418
2017-06-05 06:30 | 530 | 520
2017-06-05 07:00 | 592 | 584
2017-06-05 07:30 | 638 | 630
2017-06-05 08:00 | 584 | 571
2017-06-05 08:30 | 516 | 497
2017-06-05 09:00 | 459 | 436
2017-06-05 09:30 | 429 | 402
2017-06-05 10:00 | 408 | 390
2017-06-05 10:30 | 395 | 380
2017-06-05 11:00 | 377 | 361
2017-06-05 11:30 | 370 | 354
2017-06-05 12:00 | 375 | 359
2017-06-05 12:30 | 365 | 350
2017-06-05 13:00 | 346 | 330
2017-06-05 13:30 | 325 | 308
2017-06-05 14:00 | 330 | 315
2017-06-05 14:30 | 343 | 328
2017-06-05 15:00 | 450 | 442
2017-06-05 15:30 | 526 | 519
2017-06-05 16:00 | 583 | 577
2017-06-05 16:30 | 612 | 607
2017-06-05 17:00 | 657 | 654
2017-06-05 17:30 | 680 | 677
2017-06-05 18:00 | 656 | 653
2017-06-05 18:30 | 650 | 646
2017-06-05 19:00 | 655 | 652
2017-06-05 19:30 | 696 | 693
2017-06-05 20:00 | 674 | 670
2017-06-05 20:30 | 656 | 652
2017-06-05 21:00 | 617 | 612
2017-06-05 21:30 | 610 | 600
2017-06-05 22:00 | 568 | 554
2017-06-05 22:30 | 576 | 565
2017-06-05 23:00 | 609 | 599
2017-06-05 23:30 | 568 | 554
2017-06-06 | 495 | 464
2017-06-06 00:30 | 418 | 376
2017-06-06 01:00 | 415 | 373
2017-06-06 01:30 | 375 | 327
2017-06-06 02:00 | 348 | 297
2017-06-06 02:30 | 334 | 281
2017-06-06 03:00 | 330 | 274
2017-06-06 03:30 | 337 | 284
2017-06-06 04:00 | 320 | 262
2017-06-06 04:30 | 308 | 249
2017-06-06 05:00 | 318 | 278
2017-06-06 05:30 | 378 | 350
2017-06-06 06:00 | 466 | 449
2017-06-06 06:30 | 569 | 560
2017-06-06 07:00 | 623 | 617
2017-06-06 07:30 | 682 | 679
2017-06-06 08:00 | 646 | 643
2017-06-06 08:30 | 537 | 531
2017-06-06 09:00 | 472 | 463
2017-06-06 09:30 | 397 | 384
2017-06-06 10:00 | 384 | 370
2017-06-06 10:30 | 383 | 369
2017-06-06 11:00 | 345 | 330
2017-06-06 11:30 | 311 | 293
2017-06-06 12:00 | 300 | 280
2017-06-06 12:30 | 306 | 287
2017-06-06 13:00 | 256 | 231
2017-06-06 13:30 | 288 | 268
2017-06-06 14:00 | 326 | 310
2017-06-06 14:30 | 347 | 333
2017-06-06 15:00 | 345 | 331
2017-06-06 15:30 | 357 | 344
2017-06-06 16:00 | 357 | 344
2017-06-06 16:30 | 408 | 398
2017-06-06 17:00 | 385 | 373
2017-06-06 17:30 | 443 | 435
2017-06-06 18:00 | 484 | 478
2017-06-06 18:30 | 489 | 484
2017-06-06 19:00 | 508 | 503
2017-06-06 19:30 | 485 | 479
2017-06-06 20:00 | 455 | 449
2017-06-06 20:30 | 424 | 416
2017-06-06 21:00 | 444 | 437
2017-06-06 21:30 | 439 | 422
2017-06-06 22:00 | 463 | 444
2017-06-06 22:30 | 507 | 490
2017-06-06 23:00 | 535 | 519
2017-06-06 23:30 | 451 | 434
2017-06-07 | 421 | 397
2017-06-07 00:30 | 369 | 321
2017-06-07 01:00 | 297 | 234
2017-06-07 01:30 | 245 | 184
2017-06-07 02:00 | 245 | 176
2017-06-07 02:30 | 257 | 194
2017-06-07 03:00 | 246 | 179
2017-06-07 03:30 | 222 | 148
2017-06-07 04:00 | 228 | 173
2017-06-07 04:30 | 274 | 235
2017-06-07 05:00 | 318 | 287
2017-06-07 05:30 | 371 | 350
2017-06-07 06:00 | 481 | 468
2017-06-07 06:30 | 570 | 562
2017-06-07 07:00 | 598 | 592
2017-06-07 07:30 | 649 | 646
2017-06-07 08:00 | 571 | 568
2017-06-07 08:30 | 491 | 485
2017-06-07 09:00 | 375 | 362
2017-06-07 09:30 | 229 | 200
2017-06-07 10:00 | 182 | 159
2017-06-07 10:30 | 143 | 125
2017-06-07 11:00 | 130 | 111
2017-06-07 11:30 | 132 | 112
2017-06-07 12:00 | 131 | 110
2017-06-07 12:30 | 157 | 140
2017-06-07 13:00 | 158 | 140
2017-06-07 13:30 | 167 | 152
2017-06-07 14:00 | 179 | 165
2017-06-07 14:30 | 190 | 178
2017-06-07 15:00 | 209 | 199
2017-06-07 15:30 | 274 | 268
2017-06-07 16:00 | 326 | 321
2017-06-07 16:30 | 411 | 408
2017-06-07 17:00 | 470 | 468
2017-06-07 17:30 | 544 | 543
2017-06-07 18:00 | 594 | 594
2017-06-07 18:30 | 571 | 571
2017-06-07 19:00 | 605 | 605
2017-06-07 19:30 | 691 | 691
2017-06-07 20:00 | 696 | 695
2017-06-07 20:30 | 609 | 607
2017-06-07 21:00 | 554 | 551
2017-06-07 21:30 | 551 | 542
2017-06-07 22:00 | 526 | 515
2017-06-07 22:30 | 485 | 471
2017-06-07 23:00 | 506 | 493
2017-06-07 23:30 | 421 | 402
2017-06-08 | 360 | 330
2017-06-08 00:30 | 349 | 312
2017-06-08 01:00 | 307 | 260
2017-06-08 01:30 | 264 | 196
2017-06-08 02:00 | 226 | 141
2017-06-08 02:30 | 224 | 140
2017-06-08 03:00 | 216 | 129
2017-06-08 03:30 | 194 | 112
2017-06-08 04:00 | 198 | 123
2017-06-08 04:30 | 214 | 152
2017-06-08 05:00 | 256 | 214
2017-06-08 05:30 | 365 | 343
2017-06-08 06:00 | 470 | 459
2017-06-08 06:30 | 533 | 529
2017-06-08 07:00 | 556 | 554
2017-06-08 07:30 | 631 | 629
2017-06-08 08:00 | 557 | 554
2017-06-08 08:30 | 437 | 432
2017-06-08 09:00 | 289 | 273
2017-06-08 09:30 | 206 | 179
2017-06-08 10:00 | 168 | 138
2017-06-08 10:30 | 162 | 135
2017-06-08 11:00 | 149 | 121
2017-06-08 11:30 | 156 | 135
2017-06-08 12:00 | 113 | 73
2017-06-08 12:30 | 109 | 58
2017-06-08 13:00 | 142 | 116
2017-06-08 13:30 | 180 | 159
2017-06-08 14:00 | 227 | 212
2017-06-08 14:30 | 232 | 217
2017-06-08 15:00 | 252 | 238
2017-06-08 15:30 | 287 | 277
2017-06-08 16:00 | 465 | 460
2017-06-08 16:30 | 465 | 458
2017-06-08 17:00 | 498 | 492
2017-06-08 17:30 | 627 | 623
2017-06-08 18:00 | 731 | 729
2017-06-08 18:30 | 766 | 764
2017-06-08 19:00 | 805 | 804
2017-06-08 19:30 | 816 | 815
2017-06-08 20:00 | 785 | 783
2017-06-08 20:30 | 755 | 752
2017-06-08 21:00 | 715 | 711
2017-06-08 21:30 | 673 | 664
2017-06-08 22:00 | 638 | 625
2017-06-08 22:30 | 613 | 601
2017-06-08 23:00 | 631 | 621
2017-06-08 23:30 | 598 | 586
2017-06-09 | 556 | 541
2017-06-09 00:30 | 509 | 490
2017-06-09 01:00 | 450 | 423
2017-06-09 01:30 | 416 | 376
2017-06-09 02:00 | 370 | 322
2017-06-09 02:30 | 354 | 303
2017-06-09 03:00 | 341 | 287
2017-06-09 03:30 | 350 | 284
2017-06-09 04:00 | 347 | 280
2017-06-09 04:30 | 349 | 285
2017-06-09 05:00 | 375 | 322
2017-06-09 05:30 | 440 | 402
2017-06-09 06:00 | 563 | 543
2017-06-09 06:30 | 658 | 650
2017-06-09 07:00 | 760 | 754
2017-06-09 07:30 | 800 | 797
2017-06-09 08:00 | 730 | 724
2017-06-09 08:30 | 634 | 624
2017-06-09 09:00 | 589 | 577
2017-06-09 09:30 | 477 | 459
2017-06-09 10:00 | 496 | 481
2017-06-09 10:30 | 465 | 448
2017-06-09 11:00 | 450 | 432
2017-06-09 11:30 | 427 | 407
2017-06-09 12:00 | 433 | 414
2017-06-09 12:30 | 453 | 436
2017-06-09 13:00 | 438 | 419
2017-06-09 13:30 | 470 | 454
2017-06-09 14:00 | 468 | 451
2017-06-09 14:30 | 496 | 481
2017-06-09 15:00 | 527 | 513
2017-06-09 15:30 | 542 | 530
2017-06-09 16:00 | 535 | 522
2017-06-09 16:30 | 571 | 559
2017-06-09 17:00 | 612 | 603
2017-06-09 17:30 | 686 | 679
2017-06-09 18:00 | 733 | 728
2017-06-09 18:30 | 720 | 715
2017-06-09 19:00 | 746 | 741
2017-06-09 19:30 | 732 | 726
2017-06-09 20:00 | 702 | 695
2017-06-09 20:30 | 663 | 654
2017-06-09 21:00 | 625 | 616
2017-06-09 21:30 | 568 | 551
2017-06-09 22:00 | 527 | 507
2017-06-09 22:30 | 528 | 507
2017-06-09 23:00 | 562 | 542
2017-06-09 23:30 | 509 | 485
2017-06-10 | 507 | 483
2017-06-10 00:30 | 448 | 417
2017-06-10 01:00 | 455 | 424
2017-06-10 01:30 | 434 | 399
2017-06-10 02:00 | 403 | 352
2017-06-10 02:30 | 390 | 336
2017-06-10 03:00 | 366 | 306
2017-06-10 03:30 | 343 | 276
2017-06-10 04:00 | 330 | 258
2017-06-10 04:30 | 333 | 263
2017-06-10 05:00 | 325 | 265
2017-06-10 05:30 | 329 | 279
2017-06-10 06:00 | 383 | 346
2017-06-10 06:30 | 399 | 367
2017-06-10 07:00 | 420 | 405
2017-06-10 07:30 | 484 | 474
2017-06-10 08:00 | 492 | 482
2017-06-10 08:30 | 481 | 471
2017-06-10 09:00 | 439 | 427
2017-06-10 09:30 | 408 | 394
2017-06-10 10:00 | 392 | 376
2017-06-10 10:30 | 381 | 364
2017-06-10 11:00 | 351 | 331
2017-06-10 11:30 | 364 | 345
2017-06-10 12:00 | 341 | 321
2017-06-10 12:30 | 334 | 314
2017-06-10 13:00 | 351 | 333
2017-06-10 13:30 | 352 | 334
2017-06-10 14:00 | 346 | 327
2017-06-10 14:30 | 356 | 338
2017-06-10 15:00 | 351 | 332
2017-06-10 15:30 | 374 | 358
2017-06-10 16:00 | 432 | 420
2017-06-10 16:30 | 455 | 444
2017-06-10 17:00 | 511 | 502
2017-06-10 17:30 | 636 | 631
2017-06-10 18:00 | 667 | 663
2017-06-10 18:30 | 645 | 640
2017-06-10 19:00 | 654 | 649
2017-06-10 19:30 | 589 | 582
2017-06-10 20:00 | 598 | 590
2017-06-10 20:30 | 579 | 571
2017-06-10 21:00 | 547 | 537
2017-06-10 21:30 | 510 | 495
2017-06-10 22:00 | 537 | 522
2017-06-10 22:30 | 563 | 548
2017-06-10 23:00 | 579 | 560
2017-06-10 23:30 | 528 | 504
2017-06-11 | 513 | 489
2017-06-11 00:30 | 430 | 395
2017-06-11 01:00 | 407 | 358
2017-06-11 01:30 | 391 | 336
2017-06-11 02:00 | 375 | 316
2017-06-11 02:30 | 401 | 350
2017-06-11 03:00 | 386 | 329
2017-06-11 03:30 | 391 | 336
2017-06-11 04:00 | 379 | 322
2017-06-11 04:30 | 386 | 329
2017-06-11 05:00 | 387 | 332
2017-06-11 05:30 | 400 | 348
2017-06-11 06:00 | 427 | 381
2017-06-11 06:30 | 438 | 395
2017-06-11 07:00 | 457 | 418
2017-06-11 07:30 | 491 | 458
2017-06-11 08:00 | 520 | 491
2017-06-11 08:30 | 580 | 557
2017-06-11 09:00 | 605 | 594
2017-06-11 09:30 | 583 | 571
2017-06-11 10:00 | 602 | 592
2017-06-11 10:30 | 628 | 619
2017-06-11 11:00 | 623 | 614
2017-06-11 11:30 | 628 | 618
2017-06-11 12:00 | 615 | 604
2017-06-11 12:30 | 591 | 579
2017-06-11 13:00 | 557 | 544
2017-06-11 13:30 | 560 | 547
2017-06-11 14:00 | 563 | 550
2017-06-11 14:30 | 580 | 568
2017-06-11 15:00 | 586 | 573
2017-06-11 15:30 | 609 | 598
2017-06-11 16:00 | 656 | 646
2017-06-11 16:30 | 702 | 694
2017-06-11 17:00 | 777 | 773
2017-06-11 17:30 | 858 | 856
2017-06-11 18:00 | 866 | 865
2017-06-11 18:30 | 870 | 869
2017-06-11 19:00 | 858 | 856
2017-06-11 19:30 | 819 | 817
2017-06-11 20:00 | 789 | 787
2017-06-11 20:30 | 766 | 764
2017-06-11 21:00 | 738 | 735
2017-06-11 21:30 | 736 | 728
2017-06-11 22:00 | 716 | 703
2017-06-11 22:30 | 731 | 719
2017-06-11 23:00 | 715 | 702
2017-06-11 23:30 | 663 | 647
2017-06-12 | 620 | 602
2017-06-12 00:30 | 555 | 527
2017-06-12 01:00 | 497 | 461
2017-06-12 01:30 | 429 | 383
2017-06-12 02:00 | 373 | 314
2017-06-12 02:30 | 344 | 275
2017-06-12 03:00 | 317 | 237
2017-06-12 03:30 | 309 | 231
2017-06-12 04:00 | 311 | 234
2017-06-12 04:30 | 323 | 254
2017-06-12 05:00 | 346 | 289
2017-06-12 05:30 | 424 | 385
2017-06-12 06:00 | 519 | 496
2017-06-12 06:30 | 601 | 587
2017-06-12 07:00 | 694 | 685
2017-06-12 07:30 | 745 | 743
2017-06-12 08:00 | 737 | 732
2017-06-12 08:30 | 638 | 630
2017-06-12 09:00 | 516 | 503
2017-06-12 09:30 | 478 | 462
2017-06-12 10:00 | 466 | 449
2017-06-12 10:30 | 500 | 485
2017-06-12 11:00 | 514 | 500
2017-06-12 11:30 | 496 | 480
2017-06-12 12:00 | 486 | 469
2017-06-12 12:30 | 489 | 472
2017-06-12 13:00 | 501 | 485
2017-06-12 13:30 | 521 | 507
2017-06-12 14:00 | 521 | 507
2017-06-12 14:30 | 502 | 487
2017-06-12 15:00 | 516 | 502
2017-06-12 15:30 | 570 | 560
2017-06-12 16:00 | 611 | 602
2017-06-12 16:30 | 641 | 633
2017-06-12 17:00 | 672 | 665
2017-06-12 17:30 | 720 | 717
2017-06-12 18:00 | 769 | 767
2017-06-12 18:30 | 762 | 760
2017-06-12 19:00 | 773 | 771
2017-06-12 19:30 | 774 | 772
2017-06-12 20:00 | 748 | 744
2017-06-12 20:30 | 724 | 720
2017-06-12 21:00 | 699 | 694
2017-06-12 21:30 | 602 | 591
2017-06-12 22:00 | 532 | 516
2017-06-12 22:30 | 528 | 512
2017-06-12 23:00 | 509 | 493
2017-06-12 23:30 | 475 | 455
2017-06-13 | 486 | 467
2017-06-13 00:30 | 484 | 464
2017-06-13 01:00 | 419 | 388
2017-06-13 01:30 | 383 | 337
2017-06-13 02:00 | 364 | 308
2017-06-13 02:30 | 350 | 296
2017-06-13 03:00 | 331 | 282
2017-06-13 03:30 | 314 | 259
2017-06-13 04:00 | 312 | 259
2017-06-13 04:30 | 318 | 267
2017-06-13 05:00 | 298 | 250
2017-06-13 05:30 | 344 | 324
2017-06-13 06:00 | 451 | 440
2017-06-13 06:30 | 515 | 508
2017-06-13 07:00 | 578 | 575
2017-06-13 07:30 | 648 | 647
2017-06-13 08:00 | 593 | 590
2017-06-13 08:30 | 533 | 526
2017-06-13 09:00 | 536 | 529
2017-06-13 09:30 | 524 | 517
2017-06-13 10:00 | 544 | 538
2017-06-13 10:30 | 583 | 578
2017-06-13 11:00 | 575 | 570
2017-06-13 11:30 | 566 | 561
2017-06-13 12:00 | 594 | 589
2017-06-13 12:30 | 611 | 606
2017-06-13 13:00 | 596 | 591
2017-06-13 13:30 | 592 | 588
2017-06-13 14:00 | 573 | 567
2017-06-13 14:30 | 550 | 544
2017-06-13 15:00 | 588 | 582
2017-06-13 15:30 | 581 | 575
2017-06-13 16:00 | 577 | 570
2017-06-13 16:30 | 624 | 620
2017-06-13 17:00 | 734 | 732
2017-06-13 17:30 | 765 | 763
2017-06-13 18:00 | 741 | 738
2017-06-13 18:30 | 713 | 709
2017-06-13 19:00 | 710 | 707
2017-06-13 19:30 | 698 | 694
2017-06-13 20:00 | 675 | 671
2017-06-13 20:30 | 612 | 605
2017-06-13 21:00 | 586 | 577
2017-06-13 21:30 | 566 | 551
2017-06-13 22:00 | 514 | 496
2017-06-13 22:30 | 507 | 489
2017-06-13 23:00 | 482 | 461
2017-06-13 23:30 | 461 | 439
2017-06-14 | 478 | 459
2017-06-14 00:30 | 384 | 356
2017-06-14 01:00 | 351 | 319
2017-06-14 01:30 | 338 | 301
2017-06-14 02:00 | 329 | 295
2017-06-14 02:30 | 321 | 282
2017-06-14 03:00 | 317 | 276
2017-06-14 03:30 | 327 | 289
2017-06-14 04:00 | 343 | 307
2017-06-14 04:30 | 351 | 317
2017-06-14 05:00 | 329 | 292
2017-06-14 05:30 | 353 | 322
2017-06-14 06:00 | 421 | 403
2017-06-14 06:30 | 458 | 448
2017-06-14 07:00 | 535 | 530
2017-06-14 07:30 | 635 | 633
2017-06-14 08:00 | 657 | 655
2017-06-14 08:30 | 648 | 646
2017-06-14 09:00 | 581 | 577
2017-06-14 09:30 | 562 | 558
2017-06-14 10:00 | 560 | 557
2017-06-14 10:30 | 562 | 558
2017-06-14 11:00 | 537 | 532
2017-06-14 11:30 | 501 | 495
2017-06-14 12:00 | 473 | 466
2017-06-14 12:30 | 459 | 451
2017-06-14 13:00 | 489 | 483
2017-06-14 13:30 | 489 | 482
2017-06-14 14:00 | 496 | 490
2017-06-14 14:30 | 481 | 474
2017-06-14 15:00 | 445 | 436
2017-06-14 15:30 | 462 | 455
2017-06-14 16:00 | 507 | 503
2017-06-14 16:30 | 564 | 561
2017-06-14 17:00 | 651 | 648
2017-06-14 17:30 | 722 | 720
2017-06-14 18:00 | 738 | 737
2017-06-14 18:30 | 728 | 727
2017-06-14 19:00 | 715 | 714
2017-06-14 19:30 | 722 | 720
2017-06-14 20:00 | 672 | 670
2017-06-14 20:30 | 607 | 603
2017-06-14 21:00 | 556 | 550
2017-06-14 21:30 | 497 | 484
2017-06-14 22:00 | 476 | 460
2017-06-14 22:30 | 477 | 460
2017-06-14 23:00 | 481 | 465
2017-06-14 23:30 | 407 | 384
2017-06-15 | 362 | 333
2017-06-15 00:30 | 332 | 299
2017-06-15 01:00 | 317 | 283
2017-06-15 01:30 | 291 | 247
2017-06-15 02:00 | 267 | 204
2017-06-15 02:30 | 250 | 181
2017-06-15 03:00 | 255 | 191
2017-06-15 03:30 | 241 | 186
2017-06-15 04:00 | 233 | 178
2017-06-15 04:30 | 238 | 187
2017-06-15 05:00 | 247 | 203
2017-06-15 05:30 | 308 | 279
2017-06-15 06:00 | 360 | 341
2017-06-15 06:30 | 406 | 395
2017-06-15 07:00 | 509 | 503
2017-06-15 07:30 | 572 | 565
2017-06-15 08:00 | 552 | 544
2017-06-15 08:30 | 539 | 530
2017-06-15 09:00 | 484 | 474
2017-06-15 09:30 | 433 | 419
2017-06-15 10:00 | 431 | 417
2017-06-15 10:30 | 441 | 427
2017-06-15 11:00 | 434 | 419
2017-06-15 11:30 | 438 | 424
2017-06-15 12:00 | 423 | 408
2017-06-15 12:30 | 428 | 413
2017-06-15 13:00 | 435 | 420
2017-06-15 13:30 | 470 | 457
2017-06-15 14:00 | 491 | 480
2017-06-15 14:30 | 480 | 468
2017-06-15 15:00 | 473 | 462
2017-06-15 15:30 | 483 | 471
2017-06-15 16:00 | 494 | 482
2017-06-15 16:30 | 545 | 536
2017-06-15 17:00 | 613 | 606
2017-06-15 17:30 | 668 | 663
2017-06-15 18:00 | 712 | 708
2017-06-15 18:30 | 710 | 705
2017-06-15 19:00 | 701 | 695
2017-06-15 19:30 | 711 | 704
2017-06-15 20:00 | 664 | 657
2017-06-15 20:30 | 633 | 624
2017-06-15 21:00 | 579 | 568
2017-06-15 21:30 | 548 | 537
2017-06-15 22:00 | 524 | 511
2017-06-15 22:30 | 574 | 560
2017-06-15 23:00 | 585 | 569
2017-06-15 23:30 | 525 | 504
2017-06-16 | 485 | 460
2017-06-16 00:30 | 465 | 438
2017-06-16 01:00 | 414 | 378
2017-06-16 01:30 | 370 | 328
2017-06-16 02:00 | 340 | 302
2017-06-16 02:30 | 319 | 279
2017-06-16 03:00 | 298 | 264
2017-06-16 03:30 | 311 | 270
2017-06-16 04:00 | 311 | 269
2017-06-16 04:30 | 373 | 343
2017-06-16 05:00 | 417 | 393
2017-06-16 05:30 | 494 | 478
2017-06-16 06:00 | 573 | 562
2017-06-16 06:30 | 570 | 563
2017-06-16 07:00 | 583 | 579
2017-06-16 07:30 | 622 | 619
2017-06-16 08:00 | 552 | 546
2017-06-16 08:30 | 513 | 503
2017-06-16 09:00 | 520 | 509
2017-06-16 09:30 | 501 | 488
2017-06-16 10:00 | 484 | 470
2017-06-16 10:30 | 497 | 486
2017-06-16 11:00 | 494 | 482
2017-06-16 11:30 | 519 | 510
2017-06-16 12:00 | 533 | 524
2017-06-16 12:30 | 537 | 529
2017-06-16 13:00 | 508 | 497
2017-06-16 13:30 | 532 | 524
2017-06-16 14:00 | 532 | 523
2017-06-16 14:30 | 525 | 516
2017-06-16 15:00 | 545 | 537
2017-06-16 15:30 | 551 | 542
2017-06-16 16:00 | 596 | 589
2017-06-16 16:30 | 584 | 576
2017-06-16 17:00 | 616 | 609
2017-06-16 17:30 | 699 | 695
2017-06-16 18:00 | 742 | 738
2017-06-16 18:30 | 720 | 717
2017-06-16 19:00 | 717 | 713
2017-06-16 19:30 | 698 | 693
2017-06-16 20:00 | 658 | 651
2017-06-16 20:30 | 618 | 613
2017-06-16 21:00 | 624 | 619
2017-06-16 21:30 | 566 | 554
2017-06-16 22:00 | 544 | 530
2017-06-16 22:30 | 539 | 524
2017-06-16 23:00 | 553 | 538
2017-06-16 23:30 | 499 | 480
2017-06-17 | 489 | 470
2017-06-17 00:30 | 477 | 457
2017-06-17 01:00 | 454 | 425
2017-06-17 01:30 | 411 | 375
2017-06-17 02:00 | 384 | 342
2017-06-17 02:30 | 370 | 325
2017-06-17 03:00 | 355 | 307
2017-06-17 03:30 | 306 | 247
2017-06-17 04:00 | 286 | 237
2017-06-17 04:30 | 290 | 242
2017-06-17 05:00 | 295 | 249
2017-06-17 05:30 | 303 | 261
2017-06-17 06:00 | 332 | 298
2017-06-17 06:30 | 359 | 330
2017-06-17 07:00 | 374 | 349
2017-06-17 07:30 | 416 | 396
2017-06-17 08:00 | 453 | 441
2017-06-17 08:30 | 479 | 468
2017-06-17 09:00 | 491 | 481
2017-06-17 09:30 | 469 | 458
2017-06-17 10:00 | 427 | 413
2017-06-17 10:30 | 440 | 426
2017-06-17 11:00 | 390 | 373
2017-06-17 11:30 | 354 | 334
2017-06-17 12:00 | 354 | 335
2017-06-17 12:30 | 389 | 370
2017-06-17 13:00 | 411 | 394
2017-06-17 13:30 | 454 | 440
2017-06-17 14:00 | 465 | 452
2017-06-17 14:30 | 439 | 424
2017-06-17 15:00 | 458 | 444
2017-06-17 15:30 | 453 | 439
2017-06-17 16:00 | 468 | 455
2017-06-17 16:30 | 510 | 498
2017-06-17 17:00 | 576 | 568
2017-06-17 17:30 | 685 | 681
2017-06-17 18:00 | 723 | 720
2017-06-17 18:30 | 718 | 713
2017-06-17 19:00 | 713 | 708
2017-06-17 19:30 | 664 | 657
2017-06-17 20:00 | 625 | 617
2017-06-17 20:30 | 622 | 613
2017-06-17 21:00 | 577 | 567
2017-06-17 21:30 | 571 | 554
2017-06-17 22:00 | 558 | 537
2017-06-17 22:30 | 533 | 511
2017-06-17 23:00 | 540 | 517
2017-06-17 23:30 | 493 | 465
2017-06-18 | 506 | 479
2017-06-18 00:30 | 457 | 424
2017-06-18 01:00 | 402 | 358
2017-06-18 01:30 | 377 | 319
2017-06-18 02:00 | 320 | 245
2017-06-18 02:30 | 297 | 230
2017-06-18 03:00 | 300 | 222
2017-06-18 03:30 | 287 | 204
2017-06-18 04:00 | 265 | 168
2017-06-18 04:30 | 256 | 148
2017-06-18 05:00 | 273 | 177
2017-06-18 05:30 | 308 | 227
2017-06-18 06:00 | 319 | 263
2017-06-18 06:30 | 342 | 293
2017-06-18 07:00 | 367 | 325
2017-06-18 07:30 | 355 | 311
2017-06-18 08:00 | 374 | 335
2017-06-18 08:30 | 379 | 341
2017-06-18 09:00 | 384 | 348
2017-06-18 09:30 | 378 | 341
2017-06-18 10:00 | 361 | 323
2017-06-18 10:30 | 374 | 337
2017-06-18 11:00 | 351 | 309
2017-06-18 11:30 | 319 | 267
2017-06-18 12:00 | 326 | 276
2017-06-18 12:30 | 329 | 282
2017-06-18 13:00 | 320 | 270
2017-06-18 13:30 | 331 | 285
2017-06-18 14:00 | 343 | 300
2017-06-18 14:30 | 333 | 287
2017-06-18 15:00 | 357 | 317
2017-06-18 15:30 | 416 | 387
2017-06-18 16:00 | 477 | 456
2017-06-18 16:30 | 539 | 530
2017-06-18 17:00 | 562 | 554
2017-06-18 17:30 | 634 | 629
2017-06-18 18:00 | 680 | 676
2017-06-18 18:30 | 643 | 638
2017-06-18 19:00 | 685 | 681
2017-06-18 19:30 | 673 | 667
2017-06-18 20:00 | 648 | 642
2017-06-18 20:30 | 657 | 650
2017-06-18 21:00 | 613 | 605
2017-06-18 21:30 | 579 | 565
2017-06-18 22:00 | 566 | 548
2017-06-18 22:30 | 550 | 530
2017-06-18 23:00 | 549 | 528
2017-06-18 23:30 | 499 | 473
2017-06-19 | 488 | 460
2017-06-19 00:30 | 432 | 396
2017-06-19 01:00 | 391 | 344
2017-06-19 01:30 | 357 | 291
2017-06-19 02:00 | 337 | 263
2017-06-19 02:30 | 316 | 243
2017-06-19 03:00 | 309 | 244
2017-06-19 03:30 | 293 | 224
2017-06-19 04:00 | 294 | 227
2017-06-19 04:30 | 301 | 238
2017-06-19 05:00 | 308 | 251
2017-06-19 05:30 | 353 | 313
2017-06-19 06:00 | 431 | 409
2017-06-19 06:30 | 521 | 511
2017-06-19 07:00 | 572 | 568
2017-06-19 07:30 | 630 | 628
2017-06-19 08:00 | 601 | 596
2017-06-19 08:30 | 559 | 552
2017-06-19 09:00 | 564 | 557
2017-06-19 09:30 | 506 | 496
2017-06-19 10:00 | 500 | 488
2017-06-19 10:30 | 509 | 496
2017-06-19 11:00 | 481 | 466
2017-06-19 11:30 | 483 | 469
2017-06-19 12:00 | 498 | 484
2017-06-19 12:30 | 548 | 537
2017-06-19 13:00 | 594 | 585
2017-06-19 13:30 | 533 | 523
2017-06-19 14:00 | 516 | 505
2017-06-19 14:30 | 492 | 480
2017-06-19 15:00 | 534 | 524
2017-06-19 15:30 | 570 | 562
2017-06-19 16:00 | 573 | 565
2017-06-19 16:30 | 611 | 605
2017-06-19 17:00 | 691 | 687
2017-06-19 17:30 | 776 | 773
2017-06-19 18:00 | 827 | 826
2017-06-19 18:30 | 806 | 805
2017-06-19 19:00 | 783 | 781
2017-06-19 19:30 | 728 | 725
2017-06-19 20:00 | 703 | 700
2017-06-19 20:30 | 686 | 682
2017-06-19 21:00 | 656 | 652
2017-06-19 21:30 | 611 | 609
2017-06-19 22:00 | 606 | 604
2017-06-19 22:30 | 559 | 555
2017-06-19 23:00 | 582 | 570
2017-06-19 23:30 | 546 | 529
2017-06-20 | 499 | 479
2017-06-20 00:30 | 425 | 397
2017-06-20 01:00 | 380 | 344
2017-06-20 01:30 | 346 | 299
2017-06-20 02:00 | 314 | 252
2017-06-20 02:30 | 315 | 253
2017-06-20 03:00 | 311 | 232
2017-06-20 03:30 | 304 | 245
2017-06-20 04:00 | 286 | 220
2017-06-20 04:30 | 298 | 239
2017-06-20 05:00 | 329 | 281
2017-06-20 05:30 | 400 | 368
2017-06-20 06:00 | 479 | 461
2017-06-20 06:30 | 591 | 580
2017-06-20 07:00 | 668 | 661
2017-06-20 07:30 | 682 | 677
2017-06-20 08:00 | 667 | 663
2017-06-20 08:30 | 664 | 660
2017-06-20 09:00 | 623 | 617
2017-06-20 09:30 | 582 | 575
2017-06-20 10:00 | 584 | 576
2017-06-20 10:30 | 525 | 515
2017-06-20 11:00 | 502 | 491
2017-06-20 11:30 | 539 | 530
2017-06-20 12:00 | 540 | 531
2017-06-20 12:30 | 565 | 557
2017-06-20 13:00 | 574 | 566
2017-06-20 13:30 | 562 | 554
2017-06-20 14:00 | 576 | 568
2017-06-20 14:30 | 550 | 542
2017-06-20 15:00 | 563 | 556
2017-06-20 15:30 | 569 | 562
2017-06-20 16:00 | 590 | 583
2017-06-20 16:30 | 649 | 644
2017-06-20 17:00 | 645 | 640
2017-06-20 17:30 | 693 | 689
2017-06-20 18:00 | 732 | 729
2017-06-20 18:30 | 704 | 699
2017-06-20 19:00 | 700 | 695
2017-06-20 19:30 | 657 | 650
2017-06-20 20:00 | 633 | 627
2017-06-20 20:30 | 634 | 627
2017-06-20 21:00 | 620 | 614
2017-06-20 21:30 | 625 | 621
2017-06-20 22:00 | 572 | 567
2017-06-20 22:30 | 543 | 537
2017-06-20 23:00 | 578 | 573
2017-06-20 23:30 | 551 | 544
2017-06-21 | 490 | 479
2017-06-21 00:30 | 423 | 408
2017-06-21 01:00 | 355 | 333
2017-06-21 01:30 | 328 | 296
2017-06-21 02:00 | 311 | 276
2017-06-21 02:30 | 310 | 279
2017-06-21 03:00 | 309 | 274
2017-06-21 03:30 | 304 | 268
2017-06-21 04:00 | 317 | 284
2017-06-21 04:30 | 315 | 283
2017-06-21 05:00 | 312 | 278
2017-06-21 05:30 | 406 | 389
2017-06-21 06:00 | 507 | 497
2017-06-21 06:30 | 552 | 543
2017-06-21 07:00 | 603 | 597
2017-06-21 07:30 | 675 | 668
2017-06-21 08:00 | 656 | 648
2017-06-21 08:30 | 606 | 595
2017-06-21 09:00 | 541 | 528
2017-06-21 09:30 | 513 | 498
2017-06-21 10:00 | 480 | 463
2017-06-21 10:30 | 443 | 422
2017-06-21 11:00 | 395 | 369
2017-06-21 11:30 | 384 | 357
2017-06-21 12:00 | 403 | 377
2017-06-21 12:30 | 435 | 413
2017-06-21 13:00 | 436 | 414
2017-06-21 13:30 | 471 | 452
2017-06-21 14:00 | 467 | 448
2017-06-21 14:30 | 468 | 450
2017-06-21 15:00 | 482 | 465
2017-06-21 15:30 | 493 | 475
2017-06-21 16:00 | 555 | 543
2017-06-21 16:30 | 593 | 583
2017-06-21 17:00 | 641 | 632
2017-06-21 17:30 | 742 | 737
2017-06-21 18:00 | 811 | 807
2017-06-21 18:30 | 808 | 803
2017-06-21 19:00 | 780 | 774
2017-06-21 19:30 | 733 | 726
2017-06-21 20:00 | 706 | 699
2017-06-21 20:30 | 685 | 676
2017-06-21 21:00 | 684 | 675
2017-06-21 21:30 | 646 | 634
2017-06-21 22:00 | 635 | 625
2017-06-21 22:30 | 611 | 601
2017-06-21 23:00 | 637 | 626
2017-06-21 23:30 | 589 | 574
2017-06-22 | 514 | 490
2017-06-22 00:30 | 403 | 364
2017-06-22 01:00 | 334 | 289
2017-06-22 01:30 | 329 | 289
2017-06-22 02:00 | 322 | 280
2017-06-22 02:30 | 299 | 256
2017-06-22 03:00 | 268 | 227
2017-06-22 03:30 | 276 | 226
2017-06-22 04:00 | 282 | 234
2017-06-22 04:30 | 301 | 257
2017-06-22 05:00 | 348 | 314
2017-06-22 05:30 | 460 | 441
2017-06-22 06:00 | 571 | 559
2017-06-22 06:30 | 608 | 598
2017-06-22 07:00 | 665 | 658
2017-06-22 07:30 | 755 | 752
2017-06-22 08:00 | 727 | 723
2017-06-22 08:30 | 694 | 688
2017-06-22 09:00 | 676 | 668
2017-06-22 09:30 | 614 | 605
2017-06-22 10:00 | 562 | 551
2017-06-22 10:30 | 545 | 533
2017-06-22 11:00 | 498 | 483
2017-06-22 11:30 | 490 | 475
2017-06-22 12:00 | 506 | 492
2017-06-22 12:30 | 535 | 522
2017-06-22 13:00 | 528 | 514
2017-06-22 13:30 | 533 | 519
2017-06-22 14:00 | 544 | 531
2017-06-22 14:30 | 548 | 535
2017-06-22 15:00 | 536 | 523
2017-06-22 15:30 | 560 | 547
2017-06-22 16:00 | 587 | 576
2017-06-22 16:30 | 642 | 634
2017-06-22 17:00 | 703 | 696
2017-06-22 17:30 | 744 | 740
2017-06-22 18:00 | 756 | 753
2017-06-22 18:30 | 736 | 732
2017-06-22 19:00 | 739 | 736
2017-06-22 19:30 | 741 | 738
2017-06-22 20:00 | 726 | 722
2017-06-22 20:30 | 724 | 719
2017-06-22 21:00 | 651 | 644
2017-06-22 21:30 | 601 | 592
2017-06-22 22:00 | 611 | 600
2017-06-22 22:30 | 609 | 597
2017-06-22 23:00 | 646 | 634
2017-06-22 23:30 | 578 | 559
2017-06-23 | 547 | 517
2017-06-23 00:30 | 456 | 414
2017-06-23 01:00 | 406 | 355
2017-06-23 01:30 | 389 | 335
2017-06-23 02:00 | 385 | 330
2017-06-23 02:30 | 374 | 316
2017-06-23 03:00 | 383 | 326
2017-06-23 03:30 | 354 | 292
2017-06-23 04:00 | 403 | 355
2017-06-23 04:30 | 367 | 312
2017-06-23 05:00 | 377 | 328
2017-06-23 05:30 | 463 | 429
2017-06-23 06:00 | 532 | 507
2017-06-23 06:30 | 605 | 589
2017-06-23 07:00 | 676 | 664
2017-06-23 07:30 | 710 | 704
2017-06-23 08:00 | 683 | 672
2017-06-23 08:30 | 625 | 611
2017-06-23 09:00 | 566 | 547
2017-06-23 09:30 | 499 | 480
2017-06-23 10:00 | 486 | 468
2017-06-23 10:30 | 472 | 452
2017-06-23 11:00 | 440 | 418
2017-06-23 11:30 | 389 | 366
2017-06-23 12:00 | 382 | 363
2017-06-23 12:30 | 424 | 408
2017-06-23 13:00 | 449 | 435
2017-06-23 13:30 | 466 | 454
2017-06-23 14:00 | 473 | 460
2017-06-23 14:30 | 464 | 451
2017-06-23 15:00 | 485 | 473
2017-06-23 15:30 | 514 | 503
2017-06-23 16:00 | 569 | 560
2017-06-23 16:30 | 633 | 626
2017-06-23 17:00 | 656 | 650
2017-06-23 17:30 | 714 | 710
2017-06-23 18:00 | 777 | 774
2017-06-23 18:30 | 787 | 784
2017-06-23 19:00 | 783 | 779
2017-06-23 19:30 | 763 | 759
2017-06-23 20:00 | 745 | 741
2017-06-23 20:30 | 715 | 713
2017-06-23 21:00 | 698 | 695
2017-06-23 21:30 | 660 | 653
2017-06-23 22:00 | 664 | 655
2017-06-23 22:30 | 646 | 636
2017-06-23 23:00 | 675 | 661
2017-06-23 23:30 | 616 | 598
2017-06-24 | 564 | 543
2017-06-24 00:30 | 499 | 472
2017-06-24 01:00 | 447 | 413
2017-06-24 01:30 | 435 | 391
2017-06-24 02:00 | 421 | 373
2017-06-24 02:30 | 419 | 371
2017-06-24 03:00 | 409 | 358
2017-06-24 03:30 | 386 | 330
2017-06-24 04:00 | 410 | 360
2017-06-24 04:30 | 373 | 314
2017-06-24 05:00 | 376 | 320
2017-06-24 05:30 | 399 | 349
2017-06-24 06:00 | 425 | 382
2017-06-24 06:30 | 459 | 424
2017-06-24 07:00 | 488 | 463
2017-06-24 07:30 | 513 | 496
2017-06-24 08:00 | 505 | 494
2017-06-24 08:30 | 502 | 490
2017-06-24 09:00 | 481 | 467
2017-06-24 09:30 | 430 | 411
2017-06-24 10:00 | 414 | 393
2017-06-24 10:30 | 393 | 370
2017-06-24 11:00 | 384 | 361
2017-06-24 11:30 | 382 | 358
2017-06-24 12:00 | 376 | 351
2017-06-24 12:30 | 389 | 365
2017-06-24 13:00 | 383 | 358
2017-06-24 13:30 | 389 | 364
2017-06-24 14:00 | 384 | 359
2017-06-24 14:30 | 377 | 352
2017-06-24 15:00 | 408 | 387
2017-06-24 15:30 | 456 | 439
2017-06-24 16:00 | 516 | 503
2017-06-24 16:30 | 541 | 530
2017-06-24 17:00 | 591 | 583
2017-06-24 17:30 | 639 | 635
2017-06-24 18:00 | 689 | 687
2017-06-24 18:30 | 698 | 695
2017-06-24 19:00 | 697 | 694
2017-06-24 19:30 | 682 | 678
2017-06-24 20:00 | 702 | 698
2017-06-24 20:30 | 686 | 679
2017-06-24 21:00 | 633 | 626
2017-06-24 21:30 | 593 | 581
2017-06-24 22:00 | 564 | 548
2017-06-24 22:30 | 560 | 544
2017-06-24 23:00 | 563 | 547
2017-06-24 23:30 | 524 | 498
2017-06-25 | 500 | 468
2017-06-25 00:30 | 423 | 372
2017-06-25 01:00 | 378 | 318
2017-06-25 01:30 | 382 | 326
2017-06-25 02:00 | 389 | 335
2017-06-25 02:30 | 366 | 305
2017-06-25 03:00 | 375 | 315
2017-06-25 03:30 | 361 | 298
2017-06-25 04:00 | 331 | 256
2017-06-25 04:30 | 338 | 271
2017-06-25 05:00 | 363 | 316
2017-06-25 05:30 | 367 | 322
2017-06-25 06:00 | 389 | 348
2017-06-25 06:30 | 411 | 375
2017-06-25 07:00 | 432 | 400
2017-06-25 07:30 | 485 | 460
2017-06-25 08:00 | 493 | 467
2017-06-25 08:30 | 464 | 436
2017-06-25 09:00 | 466 | 439
2017-06-25 09:30 | 462 | 435
2017-06-25 10:00 | 455 | 426
2017-06-25 10:30 | 421 | 387
2017-06-25 11:00 | 371 | 329
2017-06-25 11:30 | 331 | 279
2017-06-25 12:00 | 295 | 260
2017-06-25 12:30 | 324 | 295
2017-06-25 13:00 | 338 | 310
2017-06-25 13:30 | 366 | 341
2017-06-25 14:00 | 333 | 304
2017-06-25 14:30 | 331 | 302
2017-06-25 15:00 | 344 | 317
2017-06-25 15:30 | 417 | 398
2017-06-25 16:00 | 483 | 470
2017-06-25 16:30 | 560 | 551
2017-06-25 17:00 | 620 | 613
2017-06-25 17:30 | 733 | 729
2017-06-25 18:00 | 773 | 769
2017-06-25 18:30 | 718 | 713
2017-06-25 19:00 | 712 | 707
2017-06-25 19:30 | 691 | 685
2017-06-25 20:00 | 707 | 702
2017-06-25 20:30 | 714 | 709
2017-06-25 21:00 | 717 | 712
2017-06-25 21:30 | 670 | 661
2017-06-25 22:00 | 654 | 643
2017-06-25 22:30 | 660 | 649
2017-06-25 23:00 | 621 | 607
2017-06-25 23:30 | 580 | 559
2017-06-26 | 565 | 542
2017-06-26 00:30 | 484 | 448
2017-06-26 01:00 | 429 | 378
2017-06-26 01:30 | 408 | 355
2017-06-26 02:00 | 402 | 348
2017-06-26 02:30 | 387 | 327
2017-06-26 03:00 | 386 | 326
2017-06-26 03:30 | 374 | 311
2017-06-26 04:00 | 350 | 281
2017-06-26 04:30 | 375 | 317
2017-06-26 05:00 | 408 | 358
2017-06-26 05:30 | 502 | 469
2017-06-26 06:00 | 577 | 552
2017-06-26 06:30 | 601 | 579
2017-06-26 07:00 | 618 | 601
2017-06-26 07:30 | 695 | 688
2017-06-26 08:00 | 693 | 686
2017-06-26 08:30 | 666 | 657
2017-06-26 09:00 | 644 | 636
2017-06-26 09:30 | 588 | 576
2017-06-26 10:00 | 557 | 544
2017-06-26 10:30 | 533 | 517
2017-06-26 11:00 | 497 | 480
2017-06-26 11:30 | 399 | 375
2017-06-26 12:00 | 344 | 313
2017-06-26 12:30 | 390 | 366
2017-06-26 13:00 | 517 | 503
2017-06-26 13:30 | 547 | 534
2017-06-26 14:00 | 560 | 548
2017-06-26 14:30 | 572 | 560
2017-06-26 15:00 | 600 | 590
2017-06-26 15:30 | 643 | 634
2017-06-26 16:00 | 686 | 678
2017-06-26 16:30 | 731 | 724
2017-06-26 17:00 | 766 | 760
2017-06-26 17:30 | 818 | 814
2017-06-26 18:00 | 852 | 849
2017-06-26 18:30 | 842 | 838
2017-06-26 19:00 | 851 | 848
2017-06-26 19:30 | 831 | 827
2017-06-26 20:00 | 823 | 819
2017-06-26 20:30 | 776 | 770
2017-06-26 21:00 | 722 | 715
2017-06-26 21:30 | 672 | 662
2017-06-26 22:00 | 656 | 647
2017-06-26 22:30 | 606 | 595
2017-06-26 23:00 | 596 | 584
2017-06-26 23:30 | 527 | 510
2017-06-27 | 496 | 476
2017-06-27 00:30 | 436 | 401
2017-06-27 01:00 | 389 | 346
2017-06-27 01:30 | 365 | 318
2017-06-27 02:00 | 350 | 299
2017-06-27 02:30 | 350 | 299
2017-06-27 03:00 | 364 | 317
2017-06-27 03:30 | 352 | 302
2017-06-27 04:00 | 349 | 299
2017-06-27 04:30 | 369 | 324
2017-06-27 05:00 | 393 | 353
2017-06-27 05:30 | 439 | 408
2017-06-27 06:00 | 497 | 480
2017-06-27 06:30 | 517 | 506
2017-06-27 07:00 | 533 | 524
2017-06-27 07:30 | 616 | 610
2017-06-27 08:00 | 621 | 614
2017-06-27 08:30 | 598 | 589
2017-06-27 09:00 | 590 | 579
2017-06-27 09:30 | 551 | 538
2017-06-27 10:00 | 537 | 525
2017-06-27 10:30 | 491 | 479
2017-06-27 11:00 | 492 | 481
2017-06-27 11:30 | 502 | 492
2017-06-27 12:00 | 510 | 501
2017-06-27 12:30 | 579 | 572
2017-06-27 13:00 | 590 | 584
2017-06-27 13:30 | 585 | 578
2017-06-27 14:00 | 597 | 590
2017-06-27 14:30 | 529 | 521
2017-06-27 15:00 | 525 | 517
2017-06-27 15:30 | 529 | 520
2017-06-27 16:00 | 552 | 544
2017-06-27 16:30 | 593 | 586
2017-06-27 17:00 | 649 | 643
2017-06-27 17:30 | 777 | 772
2017-06-27 18:00 | 790 | 789
2017-06-27 18:30 | 787 | 785
2017-06-27 19:00 | 790 | 788
2017-06-27 19:30 | 765 | 763
2017-06-27 20:00 | 763 | 761
2017-06-27 20:30 | 776 | 773
2017-06-27 21:00 | 732 | 729
2017-06-27 21:30 | 658 | 650
2017-06-27 22:00 | 632 | 620
2017-06-27 22:30 | 611 | 599
2017-06-27 23:00 | 589 | 570
2017-06-27 23:30 | 567 | 545
2017-06-28 | 549 | 525
2017-06-28 00:30 | 465 | 431
2017-06-28 01:00 | 415 | 371
2017-06-28 01:30 | 367 | 304
2017-06-28 02:00 | 340 | 279
2017-06-28 02:30 | 342 | 283
2017-06-28 03:00 | 351 | 295
2017-06-28 03:30 | 335 | 276
2017-06-28 04:00 | 332 | 272
2017-06-28 04:30 | 350 | 298
2017-06-28 05:00 | 377 | 332
2017-06-28 05:30 | 416 | 380
2017-06-28 06:00 | 485 | 458
2017-06-28 06:30 | 488 | 468
2017-06-28 07:00 | 477 | 463
2017-06-28 07:30 | 509 | 497
2017-06-28 08:00 | 500 | 488
2017-06-28 08:30 | 470 | 456
2017-06-28 09:00 | 477 | 463
2017-06-28 09:30 | 431 | 412
2017-06-28 10:00 | 417 | 395
2017-06-28 10:30 | 410 | 388
2017-06-28 11:00 | 405 | 384
2017-06-28 11:30 | 421 | 404
2017-06-28 12:00 | 439 | 425
2017-06-28 12:30 | 443 | 429
2017-06-28 13:00 | 442 | 428
2017-06-28 13:30 | 462 | 449
2017-06-28 14:00 | 468 | 456
2017-06-28 14:30 | 477 | 465
2017-06-28 15:00 | 500 | 490
2017-06-28 15:30 | 553 | 544
2017-06-28 16:00 | 604 | 596
2017-06-28 16:30 | 643 | 636
2017-06-28 17:00 | 669 | 660
2017-06-28 17:30 | 709 | 701
2017-06-28 18:00 | 723 | 716
2017-06-28 18:30 | 704 | 696
2017-06-28 19:00 | 720 | 712
2017-06-28 19:30 | 693 | 683
2017-06-28 20:00 | 708 | 700
2017-06-28 20:30 | 725 | 717
2017-06-28 21:00 | 687 | 677
2017-06-28 21:30 | 644 | 633
2017-06-28 22:00 | 638 | 626
2017-06-28 22:30 | 608 | 594
2017-06-28 23:00 | 571 | 555
2017-06-28 23:30 | 511 | 490
2017-06-29 | 481 | 454
2017-06-29 00:30 | 444 | 406
2017-06-29 01:00 | 416 | 374
2017-06-29 01:30 | 400 | 354
2017-06-29 02:00 | 388 | 340
2017-06-29 02:30 | 381 | 331
2017-06-29 03:00 | 400 | 354
2017-06-29 03:30 | 401 | 356
2017-06-29 04:00 | 396 | 351
2017-06-29 04:30 | 374 | 326
2017-06-29 05:00 | 401 | 359
2017-06-29 05:30 | 422 | 386
2017-06-29 06:00 | 439 | 423
2017-06-29 06:30 | 488 | 479
2017-06-29 07:00 | 558 | 549
2017-06-29 07:30 | 600 | 593
2017-06-29 08:00 | 583 | 574
2017-06-29 08:30 | 574 | 565
2017-06-29 09:00 | 550 | 539
2017-06-29 09:30 | 501 | 488
2017-06-29 10:00 | 483 | 472
2017-06-29 10:30 | 474 | 463
2017-06-29 11:00 | 462 | 451
2017-06-29 11:30 | 476 | 465
2017-06-29 12:00 | 471 | 461
2017-06-29 12:30 | 474 | 464
2017-06-29 13:00 | 512 | 505
2017-06-29 13:30 | 529 | 522
2017-06-29 14:00 | 567 | 561
2017-06-29 14:30 | 553 | 547
2017-06-29 15:00 | 583 | 578
2017-06-29 15:30 | 607 | 603
2017-06-29 16:00 | 662 | 659
2017-06-29 16:30 | 702 | 699
2017-06-29 17:00 | 724 | 722
2017-06-29 17:30 | 749 | 747
2017-06-29 18:00 | 779 | 778
2017-06-29 18:30 | 758 | 756
2017-06-29 19:00 | 788 | 786
2017-06-29 19:30 | 780 | 777
2017-06-29 20:00 | 799 | 797
2017-06-29 20:30 | 820 | 819
2017-06-29 21:00 | 748 | 745
2017-06-29 21:30 | 682 | 674
2017-06-29 22:00 | 642 | 631
2017-06-29 22:30 | 632 | 620
2017-06-29 23:00 | 624 | 611
2017-06-29 23:30 | 580 | 563
2017-06-30 | 533 | 513
2017-06-30 00:30 | 451 | 423
2017-06-30 01:00 | 426 | 395
2017-06-30 01:30 | 400 | 367
2017-06-30 02:00 | 424 | 377
2017-06-30 02:30 | 396 | 345
2017-06-30 03:00 | 406 | 363
2017-06-30 03:30 | 407 | 365
2017-06-30 04:00 | 382 | 336
2017-06-30 04:30 | 391 | 347
2017-06-30 05:00 | 396 | 354
2017-06-30 05:30 | 441 | 407
2017-06-30 06:00 | 461 | 443
2017-06-30 06:30 | 475 | 460
2017-06-30 07:00 | 524 | 511
2017-06-30 07:30 | 598 | 590
2017-06-30 08:00 | 583 | 574
2017-06-30 08:30 | 571 | 562
2017-06-30 09:00 | 567 | 557
2017-06-30 09:30 | 536 | 524
2017-06-30 10:00 | 519 | 507
2017-06-30 10:30 | 519 | 507
2017-06-30 11:00 | 485 | 470
2017-06-30 11:30 | 474 | 459
2017-06-30 12:00 | 470 | 455
2017-06-30 12:30 | 474 | 458
2017-06-30 13:00 | 473 | 458
2017-06-30 13:30 | 472 | 456
2017-06-30 14:00 | 465 | 449
2017-06-30 14:30 | 473 | 457
2017-06-30 15:00 | 473 | 457
2017-06-30 15:30 | 483 | 468
2017-06-30 16:00 | 527 | 514
2017-06-30 16:30 | 553 | 543
2017-06-30 17:00 | 573 | 563
2017-06-30 17:30 | 608 | 601
2017-06-30 18:00 | 600 | 588
2017-06-30 18:30 | 584 | 570
2017-06-30 19:00 | 599 | 585
2017-06-30 19:30 | 618 | 607
2017-06-30 20:00 | 656 | 646
2017-06-30 20:30 | 608 | 595
2017-06-30 21:00 | 606 | 593
2017-06-30 21:30 | 555 | 537
2017-06-30 22:00 | 542 | 520
2017-06-30 22:30 | 536 | 513
2017-06-30 23:00 | 521 | 499
2017-06-30 23:30 | 467 | 443
2017-07-01 | 409 | 377
2017-07-01 00:30 | 396 | 360
2017-07-01 01:00 | 370 | 333
2017-07-01 01:30 | 333 | 289
2017-07-01 02:00 | 307 | 255
2017-07-01 02:30 | 339 | 297
2017-07-01 03:00 | 332 | 276
2017-07-01 03:30 | 315 | 246
2017-07-01 04:00 | 303 | 229
2017-07-01 04:30 | 315 | 251
2017-07-01 05:00 | 332 | 276
2017-07-01 05:30 | 379 | 335
2017-07-01 06:00 | 383 | 342
2017-07-01 06:30 | 367 | 334
2017-07-01 07:00 | 340 | 313
2017-07-01 07:30 | 374 | 351
2017-07-01 08:00 | 374 | 348
2017-07-01 08:30 | 383 | 358
2017-07-01 09:00 | 357 | 328
2017-07-01 09:30 | 332 | 301
2017-07-01 10:00 | 314 | 280
2017-07-01 10:30 | 300 | 261
2017-07-01 11:00 | 308 | 270
2017-07-01 11:30 | 283 | 239
2017-07-01 12:00 | 265 | 217
2017-07-01 12:30 | 267 | 217
2017-07-01 13:00 | 272 | 224
2017-07-01 13:30 | 270 | 221
2017-07-01 14:00 | 278 | 231
2017-07-01 14:30 | 272 | 225
2017-07-01 15:00 | 286 | 244
2017-07-01 15:30 | 316 | 281
2017-07-01 16:00 | 375 | 351
2017-07-01 16:30 | 397 | 375
2017-07-01 17:00 | 427 | 408
2017-07-01 17:30 | 479 | 464
2017-07-01 18:00 | 512 | 499
2017-07-01 18:30 | 532 | 523
2017-07-01 19:00 | 563 | 556
2017-07-01 19:30 | 604 | 598
2017-07-01 20:00 | 599 | 593
2017-07-01 20:30 | 530 | 521
2017-07-01 21:00 | 513 | 502
2017-07-01 21:30 | 481 | 469
2017-07-01 22:00 | 481 | 462
2017-07-01 22:30 | 500 | 482
2017-07-01 23:00 | 547 | 530
2017-07-01 23:30 | 510 | 485
2017-07-02 | 516 | 489
2017-07-02 00:30 | 460 | 427
2017-07-02 01:00 | 437 | 401
2017-07-02 01:30 | 420 | 381
2017-07-02 02:00 | 405 | 362
2017-07-02 02:30 | 388 | 329
2017-07-02 03:00 | 375 | 313
2017-07-02 03:30 | 356 | 289
2017-07-02 04:00 | 319 | 237
2017-07-02 04:30 | 308 | 222
2017-07-02 05:00 | 301 | 211
2017-07-02 05:30 | 316 | 240
2017-07-02 06:00 | 366 | 309
2017-07-02 06:30 | 340 | 276
2017-07-02 07:00 | 336 | 287
2017-07-02 07:30 | 347 | 311
2017-07-02 08:00 | 354 | 317
2017-07-02 08:30 | 338 | 310
2017-07-02 09:00 | 333 | 310
2017-07-02 09:30 | 336 | 312
2017-07-02 10:00 | 314 | 287
2017-07-02 10:30 | 302 | 274
2017-07-02 11:00 | 257 | 228
2017-07-02 11:30 | 268 | 237
2017-07-02 12:00 | 317 | 282
2017-07-02 12:30 | 321 | 279
2017-07-02 13:00 | 334 | 283
2017-07-02 13:30 | 311 | 248
2017-07-02 14:00 | 302 | 235
2017-07-02 14:30 | 302 | 236
2017-07-02 15:00 | 308 | 246
2017-07-02 15:30 | 328 | 275
2017-07-02 16:00 | 351 | 309
2017-07-02 16:30 | 377 | 346
2017-07-02 17:00 | 470 | 448
2017-07-02 17:30 | 567 | 555
2017-07-02 18:00 | 606 | 597
2017-07-02 18:30 | 631 | 625
2017-07-02 19:00 | 634 | 628
2017-07-02 19:30 | 653 | 646
2017-07-02 20:00 | 646 | 639
2017-07-02 20:30 | 607 | 600
2017-07-02 21:00 | 507 | 494
2017-07-02 21:30 | 495 | 480
2017-07-02 22:00 | 498 | 481
2017-07-02 22:30 | 519 | 500
2017-07-02 23:00 | 541 | 525
2017-07-02 23:30 | 511 | 490
2017-07-03 | 496 | 470
2017-07-03 00:30 | 442 | 405
2017-07-03 01:00 | 399 | 352
2017-07-03 01:30 | 368 | 311
2017-07-03 02:00 | 357 | 295
2017-07-03 02:30 | 313 | 235
2017-07-03 03:00 | 298 | 224
2017-07-03 03:30 | 298 | 225
2017-07-03 04:00 | 295 | 222
2017-07-03 04:30 | 273 | 216
2017-07-03 05:00 | 275 | 231
2017-07-03 05:30 | 297 | 260
2017-07-03 06:00 | 422 | 403
2017-07-03 06:30 | 466 | 450
2017-07-03 07:00 | 501 | 488
2017-07-03 07:30 | 534 | 525
2017-07-03 08:00 | 509 | 495
2017-07-03 08:30 | 467 | 448
2017-07-03 09:00 | 447 | 427
2017-07-03 09:30 | 407 | 388
2017-07-03 10:00 | 388 | 377
2017-07-03 10:30 | 337 | 324
2017-07-03 11:00 | 313 | 297
2017-07-03 11:30 | 301 | 292
2017-07-03 12:00 | 330 | 323
2017-07-03 12:30 | 333 | 325
2017-07-03 13:00 | 334 | 327
2017-07-03 13:30 | 359 | 353
2017-07-03 14:00 | 360 | 353
2017-07-03 14:30 | 392 | 385
2017-07-03 15:00 | 394 | 387
2017-07-03 15:30 | 410 | 404
2017-07-03 16:00 | 423 | 418
2017-07-03 16:30 | 474 | 465
2017-07-03 17:00 | 468 | 459
2017-07-03 17:30 | 568 | 564
2017-07-03 18:00 | 614 | 611
2017-07-03 18:30 | 598 | 595
2017-07-03 19:00 | 606 | 602
2017-07-03 19:30 | 601 | 596
2017-07-03 20:00 | 549 | 543
2017-07-03 20:30 | 481 | 472
2017-07-03 21:00 | 475 | 464
2017-07-03 21:30 | 507 | 488
2017-07-03 22:00 | 497 | 478
2017-07-03 22:30 | 494 | 479
2017-07-03 23:00 | 556 | 541
2017-07-03 23:30 | 562 | 547
2017-07-04 | 538 | 521
2017-07-04 00:30 | 459 | 428
2017-07-04 01:00 | 461 | 422
2017-07-04 01:30 | 442 | 393
2017-07-04 02:00 | 425 | 373
2017-07-04 02:30 | 427 | 374
2017-07-04 03:00 | 402 | 343
2017-07-04 03:30 | 390 | 327
2017-07-04 04:00 | 425 | 371
2017-07-04 04:30 | 377 | 312
2017-07-04 05:00 | 363 | 296
2017-07-04 05:30 | 408 | 360
2017-07-04 06:00 | 481 | 453
2017-07-04 06:30 | 498 | 481
2017-07-04 07:00 | 534 | 523
2017-07-04 07:30 | 585 | 578
2017-07-04 08:00 | 558 | 553
2017-07-04 08:30 | 529 | 522
2017-07-04 09:00 | 441 | 428
2017-07-04 09:30 | 425 | 411
2017-07-04 10:00 | 420 | 405
2017-07-04 10:30 | 458 | 446
2017-07-04 11:00 | 408 | 393
2017-07-04 11:30 | 391 | 375
2017-07-04 12:00 | 397 | 382
2017-07-04 12:30 | 410 | 396
2017-07-04 13:00 | 420 | 406
2017-07-04 13:30 | 416 | 402
2017-07-04 14:00 | 436 | 423
2017-07-04 14:30 | 419 | 406
2017-07-04 15:00 | 452 | 440
2017-07-04 15:30 | 449 | 437
2017-07-04 16:00 | 527 | 517
2017-07-04 16:30 | 532 | 522
2017-07-04 17:00 | 554 | 546
2017-07-04 17:30 | 578 | 570
2017-07-04 18:00 | 565 | 556
2017-07-04 18:30 | 538 | 526
2017-07-04 19:00 | 580 | 570
2017-07-04 19:30 | 560 | 549
2017-07-04 20:00 | 533 | 522
2017-07-04 20:30 | 567 | 557
2017-07-04 21:00 | 543 | 535
2017-07-04 21:30 | 502 | 494
2017-07-04 22:00 | 490 | 481
2017-07-04 22:30 | 475 | 465
2017-07-04 23:00 | 512 | 503
2017-07-04 23:30 | 473 | 461
2017-07-05 | 445 | 430
2017-07-05 00:30 | 381 | 361
2017-07-05 01:00 | 329 | 303
2017-07-05 01:30 | 326 | 300
2017-07-05 02:00 | 338 | 296
2017-07-05 02:30 | 333 | 271
2017-07-05 03:00 | 313 | 243
2017-07-05 03:30 | 318 | 241
2017-07-05 04:00 | 327 | 268
2017-07-05 04:30 | 319 | 257
2017-07-05 05:00 | 343 | 291
2017-07-05 05:30 | 398 | 360
2017-07-05 06:00 | 472 | 446
2017-07-05 06:30 | 524 | 506
2017-07-05 07:00 | 547 | 536
2017-07-05 07:30 | 587 | 580
2017-07-05 08:00 | 565 | 557
2017-07-05 08:30 | 514 | 504
2017-07-05 09:00 | 485 | 474
2017-07-05 09:30 | 419 | 405
2017-07-05 10:00 | 363 | 344
2017-07-05 10:30 | 357 | 336
2017-07-05 11:00 | 341 | 320
2017-07-05 11:30 | 337 | 315
2017-07-05 12:00 | 308 | 283
2017-07-05 12:30 | 295 | 268
2017-07-05 13:00 | 313 | 290
2017-07-05 13:30 | 314 | 292
2017-07-05 14:00 | 326 | 304
2017-07-05 14:30 | 312 | 289
2017-07-05 15:00 | 346 | 328
2017-07-05 15:30 | 381 | 370
2017-07-05 16:00 | 449 | 442
2017-07-05 16:30 | 487 | 479
2017-07-05 17:00 | 555 | 546
2017-07-05 17:30 | 487 | 478
2017-07-05 18:00 | 525 | 519
2017-07-05 18:30 | 528 | 522
2017-07-05 19:00 | 532 | 525
2017-07-05 19:30 | 526 | 519
2017-07-05 20:00 | 506 | 497
2017-07-05 20:30 | 502 | 494
2017-07-05 21:00 | 481 | 475
2017-07-05 21:30 | 476 | 465
2017-07-05 22:00 | 477 | 460
2017-07-05 22:30 | 495 | 477
2017-07-05 23:00 | 495 | 478
2017-07-05 23:30 | 436 | 413
2017-07-06 | 375 | 342
2017-07-06 00:30 | 333 | 292
2017-07-06 01:00 | 321 | 277
2017-07-06 01:30 | 319 | 262
2017-07-06 02:00 | 301 | 241
2017-07-06 02:30 | 296 | 235
2017-07-06 03:00 | 292 | 229
2017-07-06 03:30 | 297 | 235
2017-07-06 04:00 | 289 | 237
2017-07-06 04:30 | 279 | 238
2017-07-06 05:00 | 287 | 253
2017-07-06 05:30 | 326 | 302
2017-07-06 06:00 | 359 | 342
2017-07-06 06:30 | 423 | 409
2017-07-06 07:00 | 479 | 469
2017-07-06 07:30 | 518 | 507
2017-07-06 08:00 | 499 | 485
2017-07-06 08:30 | 482 | 468
2017-07-06 09:00 | 444 | 425
2017-07-06 09:30 | 425 | 409
2017-07-06 10:00 | 410 | 393
2017-07-06 10:30 | 389 | 370
2017-07-06 11:00 | 365 | 344
2017-07-06 11:30 | 346 | 324
2017-07-06 12:00 | 337 | 314
2017-07-06 12:30 | 345 | 323
2017-07-06 13:00 | 364 | 344
2017-07-06 13:30 | 369 | 349
2017-07-06 14:00 | 350 | 328
2017-07-06 14:30 | 299 | 270
2017-07-06 15:00 | 331 | 309
2017-07-06 15:30 | 341 | 320
2017-07-06 16:00 | 419 | 404
2017-07-06 16:30 | 484 | 473
2017-07-06 17:00 | 519 | 510
2017-07-06 17:30 | 525 | 517
2017-07-06 18:00 | 601 | 596
2017-07-06 18:30 | 632 | 627
2017-07-06 19:00 | 616 | 611
2017-07-06 19:30 | 585 | 579
2017-07-06 20:00 | 576 | 570
2017-07-06 20:30 | 548 | 541
2017-07-06 21:00 | 489 | 479
2017-07-06 21:30 | 438 | 425
2017-07-06 22:00 | 443 | 430
2017-07-06 22:30 | 474 | 457
2017-07-06 23:00 | 519 | 504
2017-07-06 23:30 | 487 | 468
2017-07-07 | 477 | 452
2017-07-07 00:30 | 401 | 366
2017-07-07 01:00 | 346 | 300
2017-07-07 01:30 | 290 | 228
2017-07-07 02:00 | 267 | 198
2017-07-07 02:30 | 264 | 213
2017-07-07 03:00 | 248 | 188
2017-07-07 03:30 | 250 | 191
2017-07-07 04:00 | 253 | 198
2017-07-07 04:30 | 249 | 191
2017-07-07 05:00 | 234 | 193
2017-07-07 05:30 | 262 | 240
2017-07-07 06:00 | 346 | 333
2017-07-07 06:30 | 424 | 415
2017-07-07 07:00 | 472 | 466
2017-07-07 07:30 | 506 | 502
2017-07-07 08:00 | 475 | 468
2017-07-07 08:30 | 479 | 468
2017-07-07 09:00 | 493 | 483
2017-07-07 09:30 | 495 | 485
2017-07-07 10:00 | 547 | 539
2017-07-07 10:30 | 581 | 574
2017-07-07 11:00 | 563 | 557
2017-07-07 11:30 | 549 | 543
2017-07-07 12:00 | 579 | 573
2017-07-07 12:30 | 578 | 573
2017-07-07 13:00 | 556 | 549
2017-07-07 13:30 | 524 | 516
2017-07-07 14:00 | 497 | 489
2017-07-07 14:30 | 440 | 429
2017-07-07 15:00 | 441 | 431
2017-07-07 15:30 | 440 | 429
2017-07-07 16:00 | 446 | 436
2017-07-07 16:30 | 463 | 453
2017-07-07 17:00 | 484 | 475
2017-07-07 17:30 | 500 | 492
2017-07-07 18:00 | 540 | 532
2017-07-07 18:30 | 528 | 520
2017-07-07 19:00 | 543 | 535
2017-07-07 19:30 | 507 | 497
2017-07-07 20:00 | 476 | 464
2017-07-07 20:30 | 437 | 424
2017-07-07 21:00 | 380 | 364
2017-07-07 21:30 | 313 | 297
2017-07-07 22:00 | 288 | 253
2017-07-07 22:30 | 306 | 276
2017-07-07 23:00 | 323 | 292
2017-07-07 23:30 | 280 | 236
2017-07-08 | 230 | 166
2017-07-08 00:30 | 193 | 98
2017-07-08 01:00 | 191 | 103
2017-07-08 01:30 | 205 | 133
2017-07-08 02:00 | 193 | 111
2017-07-08 02:30 | 185 | 85
2017-07-08 03:00 | 182 | 67
2017-07-08 03:30 | 182 | 73
2017-07-08 04:00 | 195 | 112
2017-07-08 04:30 | 200 | 124
2017-07-08 05:00 | 193 | 114
2017-07-08 05:30 | 214 | 152
2017-07-08 06:00 | 229 | 176
2017-07-08 06:30 | 241 | 194
2017-07-08 07:00 | 245 | 205
2017-07-08 07:30 | 211 | 171
2017-07-08 08:00 | 205 | 176
2017-07-08 08:30 | 195 | 158
2017-07-08 09:00 | 165 | 126
2017-07-08 09:30 | 151 | 106
2017-07-08 10:00 | 139 | 91
2017-07-08 10:30 | 130 | 66
2017-07-08 11:00 | 128 | 58
2017-07-08 11:30 | 122 | 71
2017-07-08 12:00 | 138 | 87
2017-07-08 12:30 | 135 | 49
2017-07-08 13:00 | 147 | 49
2017-07-08 13:30 | 163 | 45
2017-07-08 14:00 | 163 | 44
2017-07-08 14:30 | 161 | 32
2017-07-08 15:00 | 165 | 72
2017-07-08 15:30 | 178 | 109
2017-07-08 16:00 | 222 | 180
2017-07-08 16:30 | 235 | 197
2017-07-08 17:00 | 271 | 248
2017-07-08 17:30 | 288 | 273
2017-07-08 18:00 | 357 | 344
2017-07-08 18:30 | 388 | 375
2017-07-08 19:00 | 405 | 393
2017-07-08 19:30 | 373 | 358
2017-07-08 20:00 | 376 | 362
2017-07-08 20:30 | 402 | 389
2017-07-08 21:00 | 353 | 338
2017-07-08 21:30 | 318 | 307
2017-07-08 22:00 | 307 | 296
2017-07-08 22:30 | 342 | 331
2017-07-08 23:00 | 381 | 371
2017-07-08 23:30 | 332 | 313
2017-07-09 | 283 | 258
2017-07-09 00:30 | 242 | 208
2017-07-09 01:00 | 195 | 146
2017-07-09 01:30 | 172 | 104
2017-07-09 02:00 | 195 | 97
2017-07-09 02:30 | 188 | 68
2017-07-09 03:00 | 183 | 53
2017-07-09 03:30 | 188 | 67
2017-07-09 04:00 | 188 | 66
2017-07-09 04:30 | 188 | 51
2017-07-09 05:00 | 187 | 70
2017-07-09 05:30 | 183 | 88
2017-07-09 06:00 | 181 | 76
2017-07-09 06:30 | 183 | 92
2017-07-09 07:00 | 195 | 123
2017-07-09 07:30 | 208 | 161
2017-07-09 08:00 | 240 | 207
2017-07-09 08:30 | 250 | 221
2017-07-09 09:00 | 230 | 197
2017-07-09 09:30 | 217 | 180
2017-07-09 10:00 | 223 | 186
2017-07-09 10:30 | 211 | 164
2017-07-09 11:00 | 214 | 165
2017-07-09 11:30 | 192 | 128
2017-07-09 12:00 | 186 | 117
2017-07-09 12:30 | 174 | 94
2017-07-09 13:00 | 179 | 109
2017-07-09 13:30 | 209 | 139
2017-07-09 14:00 | 205 | 113
2017-07-09 14:30 | 210 | 124
2017-07-09 15:00 | 232 | 170
2017-07-09 15:30 | 235 | 175
2017-07-09 16:00 | 296 | 256
2017-07-09 16:30 | 376 | 350
2017-07-09 17:00 | 443 | 429
2017-07-09 17:30 | 470 | 459
2017-07-09 18:00 | 529 | 523
2017-07-09 18:30 | 514 | 507
2017-07-09 19:00 | 517 | 510
2017-07-09 19:30 | 497 | 489
2017-07-09 20:00 | 474 | 465
2017-07-09 20:30 | 442 | 431
2017-07-09 21:00 | 419 | 406
2017-07-09 21:30 | 392 | 377
2017-07-09 22:00 | 344 | 325
2017-07-09 22:30 | 360 | 340
2017-07-09 23:00 | 400 | 381
2017-07-09 23:30 | 354 | 329
2017-07-10 | 331 | 303
2017-07-10 00:30 | 286 | 249
2017-07-10 01:00 | 262 | 219
2017-07-10 01:30 | 249 | 216
2017-07-10 02:00 | 237 | 206
2017-07-10 02:30 | 236 | 203
2017-07-10 03:00 | 236 | 204
2017-07-10 03:30 | 227 | 192
2017-07-10 04:00 | 235 | 202
2017-07-10 04:30 | 233 | 200
2017-07-10 05:00 | 247 | 219
2017-07-10 05:30 | 286 | 266
2017-07-10 06:00 | 361 | 344
2017-07-10 06:30 | 408 | 396
2017-07-10 07:00 | 508 | 500
2017-07-10 07:30 | 577 | 569
2017-07-10 08:00 | 574 | 565
2017-07-10 08:30 | 510 | 496
2017-07-10 09:00 | 448 | 429
2017-07-10 09:30 | 426 | 405
2017-07-10 10:00 | 403 | 382
2017-07-10 10:30 | 421 | 403
2017-07-10 11:00 | 400 | 380
2017-07-10 11:30 | 354 | 328
2017-07-10 12:00 | 345 | 319
2017-07-10 12:30 | 327 | 298
2017-07-10 13:00 | 349 | 324
2017-07-10 13:30 | 353 | 328
2017-07-10 14:00 | 369 | 345
2017-07-10 14:30 | 397 | 377
2017-07-10 15:00 | 411 | 393
2017-07-10 15:30 | 428 | 410
2017-07-10 16:00 | 447 | 430
2017-07-10 16:30 | 503 | 489
2017-07-10 17:00 | 545 | 530
2017-07-10 17:30 | 618 | 612
2017-07-10 18:00 | 649 | 645
2017-07-10 18:30 | 631 | 626
2017-07-10 19:00 | 646 | 641
2017-07-10 19:30 | 639 | 635
2017-07-10 20:00 | 605 | 602
2017-07-10 20:30 | 580 | 576
2017-07-10 21:00 | 525 | 519
2017-07-10 21:30 | 462 | 454
2017-07-10 22:00 | 416 | 405
2017-07-10 22:30 | 417 | 404
2017-07-10 23:00 | 504 | 491
2017-07-10 23:30 | 445 | 428
2017-07-11 | 391 | 369
2017-07-11 00:30 | 294 | 256
2017-07-11 01:00 | 264 | 220
2017-07-11 01:30 | 268 | 226
2017-07-11 02:00 | 255 | 211
2017-07-11 02:30 | 243 | 194
2017-07-11 03:00 | 236 | 186
2017-07-11 03:30 | 255 | 213
2017-07-11 04:00 | 255 | 211
2017-07-11 04:30 | 276 | 237
2017-07-11 05:00 | 283 | 246
2017-07-11 05:30 | 320 | 292
2017-07-11 06:00 | 367 | 347
2017-07-11 06:30 | 444 | 431
2017-07-11 07:00 | 529 | 520
2017-07-11 07:30 | 566 | 560
2017-07-11 08:00 | 531 | 521
2017-07-11 08:30 | 478 | 459
2017-07-11 09:00 | 419 | 395
2017-07-11 09:30 | 385 | 356
2017-07-11 10:00 | 339 | 305
2017-07-11 10:30 | 331 | 298
2017-07-11 11:00 | 321 | 287
2017-07-11 11:30 | 309 | 275
2017-07-11 12:00 | 290 | 253
2017-07-11 12:30 | 287 | 249
2017-07-11 13:00 | 298 | 261
2017-07-11 13:30 | 294 | 256
2017-07-11 14:00 | 300 | 265
2017-07-11 14:30 | 288 | 250
2017-07-11 15:00 | 307 | 273
2017-07-11 15:30 | 312 | 279
2017-07-11 16:00 | 360 | 332
2017-07-11 16:30 | 387 | 362
2017-07-11 17:00 | 431 | 411
2017-07-11 17:30 | 472 | 453
2017-07-11 18:00 | 492 | 481
2017-07-11 18:30 | 490 | 479
2017-07-11 19:00 | 579 | 573
2017-07-11 19:30 | 609 | 602
2017-07-11 20:00 | 586 | 576
2017-07-11 20:30 | 573 | 562
2017-07-11 21:00 | 528 | 515
2017-07-11 21:30 | 484 | 466
2017-07-11 22:00 | 450 | 430
2017-07-11 22:30 | 479 | 460
2017-07-11 23:00 | 536 | 521
2017-07-11 23:30 | 463 | 442
2017-07-12 | 412 | 384
2017-07-12 00:30 | 323 | 265
2017-07-12 01:00 | 304 | 243
2017-07-12 01:30 | 303 | 244
2017-07-12 02:00 | 278 | 214
2017-07-12 02:30 | 267 | 197
2017-07-12 03:00 | 269 | 199
2017-07-12 03:30 | 256 | 189
2017-07-12 04:00 | 258 | 206
2017-07-12 04:30 | 268 | 220
2017-07-12 05:00 | 266 | 219
2017-07-12 05:30 | 290 | 253
2017-07-12 06:00 | 380 | 369
2017-07-12 06:30 | 462 | 457
2017-07-12 07:00 | 546 | 540
2017-07-12 07:30 | 587 | 582
2017-07-12 08:00 | 539 | 532
2017-07-12 08:30 | 463 | 450
2017-07-12 09:00 | 430 | 415
2017-07-12 09:30 | 392 | 374
2017-07-12 10:00 | 348 | 328
2017-07-12 10:30 | 343 | 322
2017-07-12 11:00 | 329 | 307
2017-07-12 11:30 | 311 | 288
2017-07-12 12:00 | 288 | 265
2017-07-12 12:30 | 279 | 255
2017-07-12 13:00 | 288 | 264
2017-07-12 13:30 | 293 | 271
2017-07-12 14:00 | 290 | 267
2017-07-12 14:30 | 306 | 286
2017-07-12 15:00 | 301 | 278
2017-07-12 15:30 | 327 | 306
2017-07-12 16:00 | 379 | 361
2017-07-12 16:30 | 392 | 383
2017-07-12 17:00 | 426 | 419
2017-07-12 17:30 | 491 | 484
2017-07-12 18:00 | 561 | 557
2017-07-12 18:30 | 596 | 592
2017-07-12 19:00 | 605 | 602
2017-07-12 19:30 | 565 | 560
2017-07-12 20:00 | 560 | 554
2017-07-12 20:30 | 537 | 532
2017-07-12 21:00 | 469 | 460
2017-07-12 21:30 | 457 | 441
2017-07-12 22:00 | 427 | 405
2017-07-12 22:30 | 469 | 450
2017-07-12 23:00 | 499 | 481
2017-07-12 23:30 | 428 | 405
2017-07-13 | 366 | 333
2017-07-13 00:30 | 320 | 280
2017-07-13 01:00 | 303 | 258
2017-07-13 01:30 | 314 | 260
2017-07-13 02:00 | 301 | 243
2017-07-13 02:30 | 287 | 226
2017-07-13 03:00 | 278 | 215
2017-07-13 03:30 | 285 | 226
2017-07-13 04:00 | 279 | 216
2017-07-13 04:30 | 283 | 225
2017-07-13 05:00 | 284 | 228
2017-07-13 05:30 | 315 | 270
2017-07-13 06:00 | 397 | 375
2017-07-13 06:30 | 458 | 440
2017-07-13 07:00 | 585 | 573
2017-07-13 07:30 | 665 | 657
2017-07-13 08:00 | 623 | 615
2017-07-13 08:30 | 556 | 544
2017-07-13 09:00 | 462 | 445
2017-07-13 09:30 | 379 | 356
2017-07-13 10:00 | 336 | 314
2017-07-13 10:30 | 309 | 284
2017-07-13 11:00 | 290 | 263
2017-07-13 11:30 | 291 | 265
2017-07-13 12:00 | 298 | 274
2017-07-13 12:30 | 309 | 286
2017-07-13 13:00 | 315 | 293
2017-07-13 13:30 | 306 | 283
2017-07-13 14:00 | 314 | 292
2017-07-13 14:30 | 338 | 319
2017-07-13 15:00 | 357 | 338
2017-07-13 15:30 | 367 | 349
2017-07-13 16:00 | 382 | 365
2017-07-13 16:30 | 416 | 402
2017-07-13 17:00 | 484 | 474
2017-07-13 17:30 | 559 | 553
2017-07-13 18:00 | 661 | 657
2017-07-13 18:30 | 700 | 697
2017-07-13 19:00 | 713 | 711
2017-07-13 19:30 | 708 | 705
2017-07-13 20:00 | 660 | 655
2017-07-13 20:30 | 643 | 638
2017-07-13 21:00 | 599 | 592
2017-07-13 21:30 | 543 | 535
2017-07-13 22:00 | 501 | 487
2017-07-13 22:30 | 528 | 513
2017-07-13 23:00 | 535 | 520
2017-07-13 23:30 | 461 | 440
2017-07-14 | 426 | 402
2017-07-14 00:30 | 422 | 397
2017-07-14 01:00 | 369 | 338
2017-07-14 01:30 | 337 | 300
2017-07-14 02:00 | 275 | 221
2017-07-14 02:30 | 293 | 242
2017-07-14 03:00 | 299 | 239
2017-07-14 03:30 | 306 | 253
2017-07-14 04:00 | 306 | 252
2017-07-14 04:30 | 294 | 237
2017-07-14 05:00 | 332 | 289
2017-07-14 05:30 | 341 | 301
2017-07-14 06:00 | 403 | 382
2017-07-14 06:30 | 512 | 503
2017-07-14 07:00 | 605 | 600
2017-07-14 07:30 | 658 | 654
2017-07-14 08:00 | 633 | 629
2017-07-14 08:30 | 540 | 532
2017-07-14 09:00 | 441 | 428
2017-07-14 09:30 | 367 | 346
2017-07-14 10:00 | 326 | 300
2017-07-14 10:30 | 296 | 276
2017-07-14 11:00 | 271 | 252
2017-07-14 11:30 | 264 | 243
2017-07-14 12:00 | 277 | 258
2017-07-14 12:30 | 261 | 241
2017-07-14 13:00 | 279 | 260
2017-07-14 13:30 | 285 | 266
2017-07-14 14:00 | 280 | 259
2017-07-14 14:30 | 287 | 267
2017-07-14 15:00 | 306 | 289
2017-07-14 15:30 | 301 | 282
2017-07-14 16:00 | 345 | 331
2017-07-14 16:30 | 414 | 403
2017-07-14 17:00 | 487 | 478
2017-07-14 17:30 | 519 | 510
2017-07-14 18:00 | 613 | 608
2017-07-14 18:30 | 617 | 612
2017-07-14 19:00 | 635 | 630
2017-07-14 19:30 | 598 | 592
2017-07-14 20:00 | 592 | 586
2017-07-14 20:30 | 619 | 613
2017-07-14 21:00 | 596 | 589
2017-07-14 21:30 | 530 | 513
2017-07-14 22:00 | 475 | 452
2017-07-14 22:30 | 528 | 514
2017-07-14 23:00 | 553 | 539
2017-07-14 23:30 | 455 | 435
2017-07-15 | 403 | 377
2017-07-15 00:30 | 368 | 338
2017-07-15 01:00 | 333 | 295
2017-07-15 01:30 | 279 | 212
2017-07-15 02:00 | 251 | 177
2017-07-15 02:30 | 248 | 173
2017-07-15 03:00 | 248 | 174
2017-07-15 03:30 | 252 | 178
2017-07-15 04:00 | 230 | 168
2017-07-15 04:30 | 227 | 165
2017-07-15 05:00 | 226 | 164
2017-07-15 05:30 | 233 | 176
2017-07-15 06:00 | 262 | 216
2017-07-15 06:30 | 247 | 220
2017-07-15 07:00 | 300 | 284
2017-07-15 07:30 | 354 | 342
2017-07-15 08:00 | 344 | 332
2017-07-15 08:30 | 351 | 340
2017-07-15 09:00 | 332 | 320
2017-07-15 09:30 | 288 | 270
2017-07-15 10:00 | 256 | 234
2017-07-15 10:30 | 213 | 183
2017-07-15 11:00 | 228 | 202
2017-07-15 11:30 | 236 | 210
2017-07-15 12:00 | 227 | 200
2017-07-15 12:30 | 217 | 187
2017-07-15 13:00 | 221 | 191
2017-07-15 13:30 | 230 | 202
2017-07-15 14:00 | 253 | 230
2017-07-15 14:30 | 262 | 240
2017-07-15 15:00 | 287 | 267
2017-07-15 15:30 | 323 | 307
2017-07-15 16:00 | 351 | 337
2017-07-15 16:30 | 357 | 345
2017-07-15 17:00 | 416 | 409
2017-07-15 17:30 | 454 | 449
2017-07-15 18:00 | 497 | 493
2017-07-15 18:30 | 509 | 504
2017-07-15 19:00 | 493 | 487
2017-07-15 19:30 | 442 | 433
2017-07-15 20:00 | 438 | 429
2017-07-15 20:30 | 396 | 386
2017-07-15 21:00 | 354 | 340
2017-07-15 21:30 | 353 | 333
2017-07-15 22:00 | 373 | 346
2017-07-15 22:30 | 409 | 384
2017-07-15 23:00 | 447 | 425
2017-07-15 23:30 | 416 | 389
2017-07-16 | 370 | 331
2017-07-16 00:30 | 286 | 222
2017-07-16 01:00 | 272 | 197
2017-07-16 01:30 | 263 | 183
2017-07-16 02:00 | 244 | 175
2017-07-16 02:30 | 215 | 131
2017-07-16 03:00 | 220 | 138
2017-07-16 03:30 | 247 | 163
2017-07-16 04:00 | 241 | 150
2017-07-16 04:30 | 227 | 123
2017-07-16 05:00 | 235 | 143
2017-07-16 05:30 | 247 | 171
2017-07-16 06:00 | 263 | 197
2017-07-16 06:30 | 290 | 234
2017-07-16 07:00 | 329 | 282
2017-07-16 07:30 | 319 | 273
2017-07-16 08:00 | 340 | 301
2017-07-16 08:30 | 326 | 289
2017-07-16 09:00 | 288 | 248
2017-07-16 09:30 | 310 | 273
2017-07-16 10:00 | 329 | 291
2017-07-16 10:30 | 331 | 292
2017-07-16 11:00 | 293 | 245
2017-07-16 11:30 | 237 | 163
2017-07-16 12:00 | 220 | 157
2017-07-16 12:30 | 220 | 158
2017-07-16 13:00 | 226 | 167
2017-07-16 13:30 | 238 | 184
2017-07-16 14:00 | 259 | 212
2017-07-16 14:30 | 250 | 202
2017-07-16 15:00 | 295 | 256
2017-07-16 15:30 | 322 | 290
2017-07-16 16:00 | 349 | 323
2017-07-16 16:30 | 342 | 319
2017-07-16 17:00 | 358 | 340
2017-07-16 17:30 | 354 | 338
2017-07-16 18:00 | 475 | 466
2017-07-16 18:30 | 526 | 519
2017-07-16 19:00 | 545 | 537
2017-07-16 19:30 | 487 | 477
2017-07-16 20:00 | 462 | 450
2017-07-16 20:30 | 443 | 428
2017-07-16 21:00 | 396 | 377
2017-07-16 21:30 | 375 | 352
2017-07-16 22:00 | 346 | 324
2017-07-16 22:30 | 406 | 386
2017-07-16 23:00 | 434 | 416
2017-07-16 23:30 | 384 | 358
2017-07-17 | 358 | 328
2017-07-17 00:30 | 338 | 301
2017-07-17 01:00 | 337 | 297
2017-07-17 01:30 | 343 | 297
2017-07-17 02:00 | 326 | 270
2017-07-17 02:30 | 311 | 248
2017-07-17 03:00 | 307 | 243
2017-07-17 03:30 | 318 | 258
2017-07-17 04:00 | 322 | 262
2017-07-17 04:30 | 332 | 277
2017-07-17 05:00 | 327 | 275
2017-07-17 05:30 | 333 | 290
2017-07-17 06:00 | 376 | 349
2017-07-17 06:30 | 469 | 458
2017-07-17 07:00 | 542 | 538
2017-07-17 07:30 | 644 | 643
2017-07-17 08:00 | 622 | 622
2017-07-17 08:30 | 539 | 537
2017-07-17 09:00 | 452 | 449
2017-07-17 09:30 | 389 | 385
2017-07-17 10:00 | 344 | 337
2017-07-17 10:30 | 314 | 306
2017-07-17 11:00 | 294 | 286
2017-07-17 11:30 | 304 | 296
2017-07-17 12:00 | 301 | 293
2017-07-17 12:30 | 318 | 311
2017-07-17 13:00 | 323 | 316
2017-07-17 13:30 | 329 | 323
2017-07-17 14:00 | 357 | 352
2017-07-17 14:30 | 375 | 370
2017-07-17 15:00 | 417 | 414
2017-07-17 15:30 | 409 | 406
2017-07-17 16:00 | 391 | 388
2017-07-17 16:30 | 425 | 423
2017-07-17 17:00 | 450 | 449
2017-07-17 17:30 | 497 | 496
2017-07-17 18:00 | 579 | 579
2017-07-17 18:30 | 589 | 588
2017-07-17 19:00 | 589 | 588
2017-07-17 19:30 | 539 | 535
2017-07-17 20:00 | 527 | 524
2017-07-17 20:30 | 508 | 504
2017-07-17 21:00 | 472 | 467
2017-07-17 21:30 | 446 | 434
2017-07-17 22:00 | 414 | 398
2017-07-17 22:30 | 373 | 352
2017-07-17 23:00 | 463 | 446
2017-07-17 23:30 | 402 | 379
2017-07-18 | 414 | 375
2017-07-18 00:30 | 326 | 281
2017-07-18 01:00 | 269 | 223
2017-07-18 01:30 | 261 | 212
2017-07-18 02:00 | 281 | 213
2017-07-18 02:30 | 321 | 251
2017-07-18 03:00 | 291 | 207
2017-07-18 03:30 | 295 | 221
2017-07-18 04:00 | 304 | 226
2017-07-18 04:30 | 284 | 205
2017-07-18 05:00 | 278 | 217
2017-07-18 05:30 | 258 | 208
2017-07-18 06:00 | 326 | 307
2017-07-18 06:30 | 376 | 363
2017-07-18 07:00 | 457 | 450
2017-07-18 07:30 | 554 | 550
2017-07-18 08:00 | 570 | 565
2017-07-18 08:30 | 517 | 506
2017-07-18 09:00 | 456 | 440
2017-07-18 09:30 | 385 | 363
2017-07-18 10:00 | 370 | 347
2017-07-18 10:30 | 353 | 330
2017-07-18 11:00 | 335 | 311
2017-07-18 11:30 | 334 | 310
2017-07-18 12:00 | 312 | 284
2017-07-18 12:30 | 335 | 316
2017-07-18 13:00 | 354 | 337
2017-07-18 13:30 | 383 | 368
2017-07-18 14:00 | 443 | 433
2017-07-18 14:30 | 457 | 447
2017-07-18 15:00 | 474 | 465
2017-07-18 15:30 | 502 | 495
2017-07-18 16:00 | 521 | 514
2017-07-18 16:30 | 570 | 565
2017-07-18 17:00 | 596 | 592
2017-07-18 17:30 | 643 | 640
2017-07-18 18:00 | 712 | 711
2017-07-18 18:30 | 736 | 734
2017-07-18 19:00 | 747 | 745
2017-07-18 19:30 | 716 | 713
2017-07-18 20:00 | 684 | 681
2017-07-18 20:30 | 665 | 661
2017-07-18 21:00 | 619 | 612
2017-07-18 21:30 | 563 | 553
2017-07-18 22:00 | 528 | 515
2017-07-18 22:30 | 498 | 483
2017-07-18 23:00 | 493 | 477
2017-07-18 23:30 | 398 | 378
2017-07-19 | 329 | 296
2017-07-19 00:30 | 264 | 224
2017-07-19 01:00 | 265 | 213
2017-07-19 01:30 | 263 | 191
2017-07-19 02:00 | 265 | 181
2017-07-19 02:30 | 281 | 181
2017-07-19 03:00 | 295 | 199
2017-07-19 03:30 | 333 | 254
2017-07-19 04:00 | 351 | 276
2017-07-19 04:30 | 379 | 314
2017-07-19 05:00 | 395 | 340
2017-07-19 05:30 | 336 | 288
2017-07-19 06:00 | 341 | 312
2017-07-19 06:30 | 395 | 379
2017-07-19 07:00 | 447 | 440
2017-07-19 07:30 | 573 | 571
2017-07-19 08:00 | 544 | 538
2017-07-19 08:30 | 469 | 458
2017-07-19 09:00 | 408 | 391
2017-07-19 09:30 | 366 | 346
2017-07-19 10:00 | 318 | 292
2017-07-19 10:30 | 289 | 262
2017-07-19 11:00 | 269 | 238
2017-07-19 11:30 | 262 | 228
2017-07-19 12:00 | 254 | 217
2017-07-19 12:30 | 273 | 243
2017-07-19 13:00 | 273 | 243
2017-07-19 13:30 | 269 | 238
2017-07-19 14:00 | 296 | 271
2017-07-19 14:30 | 346 | 327
2017-07-19 15:00 | 390 | 375
2017-07-19 15:30 | 424 | 411
2017-07-19 16:00 | 410 | 398
2017-07-19 16:30 | 428 | 419
2017-07-19 17:00 | 489 | 481
2017-07-19 17:30 | 552 | 547
2017-07-19 18:00 | 659 | 657
2017-07-19 18:30 | 658 | 655
2017-07-19 19:00 | 676 | 674
2017-07-19 19:30 | 643 | 640
2017-07-19 20:00 | 619 | 616
2017-07-19 20:30 | 615 | 611
2017-07-19 21:00 | 612 | 608
2017-07-19 21:30 | 574 | 566
2017-07-19 22:00 | 564 | 555
2017-07-19 22:30 | 569 | 563
2017-07-19 23:00 | 578 | 573
2017-07-19 23:30 | 506 | 498
2017-07-20 | 437 | 422
2017-07-20 00:30 | 333 | 299
2017-07-20 01:00 | 287 | 244
2017-07-20 01:30 | 308 | 261
2017-07-20 02:00 | 251 | 209
2017-07-20 02:30 | 265 | 209
2017-07-20 03:00 | 241 | 184
2017-07-20 03:30 | 246 | 195
2017-07-20 04:00 | 242 | 189
2017-07-20 04:30 | 297 | 252
2017-07-20 05:00 | 326 | 283
2017-07-20 05:30 | 363 | 330
2017-07-20 06:00 | 451 | 434
2017-07-20 06:30 | 514 | 504
2017-07-20 07:00 | 573 | 568
2017-07-20 07:30 | 676 | 674
2017-07-20 08:00 | 651 | 648
2017-07-20 08:30 | 549 | 543
2017-07-20 09:00 | 458 | 448
2017-07-20 09:30 | 380 | 367
2017-07-20 10:00 | 343 | 330
2017-07-20 10:30 | 278 | 260
2017-07-20 11:00 | 259 | 238
2017-07-20 11:30 | 251 | 229
2017-07-20 12:00 | 248 | 226
2017-07-20 12:30 | 254 | 232
2017-07-20 13:00 | 266 | 246
2017-07-20 13:30 | 251 | 237
2017-07-20 14:00 | 288 | 279
2017-07-20 14:30 | 293 | 284
2017-07-20 15:00 | 292 | 283
2017-07-20 15:30 | 305 | 297
2017-07-20 16:00 | 284 | 275
2017-07-20 16:30 | 398 | 394
2017-07-20 17:00 | 449 | 447
2017-07-20 17:30 | 467 | 464
2017-07-20 18:00 | 553 | 552
2017-07-20 18:30 | 585 | 583
2017-07-20 19:00 | 612 | 611
2017-07-20 19:30 | 580 | 578
2017-07-20 20:00 | 548 | 545
2017-07-20 20:30 | 539 | 536
2017-07-20 21:00 | 519 | 516
2017-07-20 21:30 | 536 | 528
2017-07-20 22:00 | 532 | 524
2017-07-20 22:30 | 503 | 493
2017-07-20 23:00 | 532 | 520
2017-07-20 23:30 | 459 | 441
2017-07-21 | 360 | 330
2017-07-21 00:30 | 276 | 227
2017-07-21 01:00 | 251 | 194
2017-07-21 01:30 | 262 | 209
2017-07-21 02:00 | 295 | 222
2017-07-21 02:30 | 285 | 208
2017-07-21 03:00 | 278 | 196
2017-07-21 03:30 | 262 | 179
2017-07-21 04:00 | 244 | 193
2017-07-21 04:30 | 280 | 242
2017-07-21 05:00 | 338 | 311
2017-07-21 05:30 | 420 | 402
2017-07-21 06:00 | 447 | 435
2017-07-21 06:30 | 440 | 432
2017-07-21 07:00 | 515 | 508
2017-07-21 07:30 | 599 | 595
2017-07-21 08:00 | 568 | 562
2017-07-21 08:30 | 465 | 454
2017-07-21 09:00 | 402 | 386
2017-07-21 09:30 | 405 | 389
2017-07-21 10:00 | 382 | 364
2017-07-21 10:30 | 328 | 302
2017-07-21 11:00 | 279 | 252
2017-07-21 11:30 | 261 | 237
2017-07-21 12:00 | 264 | 241
2017-07-21 12:30 | 298 | 276
2017-07-21 13:00 | 292 | 271
2017-07-21 13:30 | 279 | 257
2017-07-21 14:00 | 266 | 243
2017-07-21 14:30 | 281 | 260
2017-07-21 15:00 | 335 | 320
2017-07-21 15:30 | 410 | 399
2017-07-21 16:00 | 460 | 451
2017-07-21 16:30 | 515 | 508
2017-07-21 17:00 | 595 | 591
2017-07-21 17:30 | 560 | 555
2017-07-21 18:00 | 629 | 625
2017-07-21 18:30 | 627 | 621
2017-07-21 19:00 | 683 | 678
2017-07-21 19:30 | 676 | 670
2017-07-21 20:00 | 627 | 621
2017-07-21 20:30 | 622 | 615
2017-07-21 21:00 | 594 | 587
2017-07-21 21:30 | 544 | 535
2017-07-21 22:00 | 506 | 495
2017-07-21 22:30 | 469 | 455
2017-07-21 23:00 | 505 | 495
2017-07-21 23:30 | 490 | 479
2017-07-22 | 444 | 427
2017-07-22 00:30 | 387 | 362
2017-07-22 01:00 | 358 | 329
2017-07-22 01:30 | 363 | 332
2017-07-22 02:00 | 362 | 321
2017-07-22 02:30 | 352 | 308
2017-07-22 03:00 | 317 | 264
2017-07-22 03:30 | 283 | 217
2017-07-22 04:00 | 278 | 211
2017-07-22 04:30 | 287 | 225
2017-07-22 05:00 | 311 | 257
2017-07-22 05:30 | 343 | 300
2017-07-22 06:00 | 386 | 350
2017-07-22 06:30 | 417 | 392
2017-07-22 07:00 | 462 | 445
2017-07-22 07:30 | 505 | 492
2017-07-22 08:00 | 512 | 499
2017-07-22 08:30 | 516 | 504
2017-07-22 09:00 | 500 | 486
2017-07-22 09:30 | 437 | 417
2017-07-22 10:00 | 395 | 370
2017-07-22 10:30 | 291 | 264
2017-07-22 11:00 | 267 | 240
2017-07-22 11:30 | 245 | 214
2017-07-22 12:00 | 241 | 209
2017-07-22 12:30 | 241 | 207
2017-07-22 13:00 | 233 | 198
2017-07-22 13:30 | 248 | 215
2017-07-22 14:00 | 246 | 199
2017-07-22 14:30 | 268 | 230
2017-07-22 15:00 | 291 | 259
2017-07-22 15:30 | 298 | 267
2017-07-22 16:00 | 323 | 298
2017-07-22 16:30 | 411 | 393
2017-07-22 17:00 | 421 | 405
2017-07-22 17:30 | 479 | 468
2017-07-22 18:00 | 554 | 546
2017-07-22 18:30 | 589 | 583
2017-07-22 19:00 | 586 | 579
2017-07-22 19:30 | 568 | 560
2017-07-22 20:00 | 580 | 572
2017-07-22 20:30 | 559 | 551
2017-07-22 21:00 | 536 | 527
2017-07-22 21:30 | 516 | 506
2017-07-22 22:00 | 484 | 472
2017-07-22 22:30 | 425 | 410
2017-07-22 23:00 | 440 | 425
2017-07-22 23:30 | 448 | 425
2017-07-23 | 383 | 352
2017-07-23 00:30 | 355 | 319
2017-07-23 01:00 | 283 | 227
2017-07-23 01:30 | 276 | 221
2017-07-23 02:00 | 284 | 214
2017-07-23 02:30 | 277 | 200
2017-07-23 03:00 | 293 | 226
2017-07-23 03:30 | 297 | 231
2017-07-23 04:00 | 302 | 238
2017-07-23 04:30 | 299 | 234
2017-07-23 05:00 | 301 | 237
2017-07-23 05:30 | 289 | 222
2017-07-23 06:00 | 324 | 272
2017-07-23 06:30 | 297 | 239
2017-07-23 07:00 | 290 | 244
2017-07-23 07:30 | 307 | 273
2017-07-23 08:00 | 326 | 311
2017-07-23 08:30 | 322 | 304
2017-07-23 09:00 | 303 | 282
2017-07-23 09:30 | 282 | 259
2017-07-23 10:00 | 246 | 216
2017-07-23 10:30 | 236 | 203
2017-07-23 11:00 | 234 | 200
2017-07-23 11:30 | 238 | 192
2017-07-23 12:00 | 243 | 197
2017-07-23 12:30 | 236 | 195
2017-07-23 13:00 | 230 | 193
2017-07-23 13:30 | 240 | 207
2017-07-23 14:00 | 249 | 217
2017-07-23 14:30 | 255 | 225
2017-07-23 15:00 | 235 | 202
2017-07-23 15:30 | 296 | 274
2017-07-23 16:00 | 337 | 317
2017-07-23 16:30 | 392 | 374
2017-07-23 17:00 | 493 | 481
2017-07-23 17:30 | 546 | 534
2017-07-23 18:00 | 664 | 656
2017-07-23 18:30 | 707 | 700
2017-07-23 19:00 | 690 | 683
2017-07-23 19:30 | 666 | 657
2017-07-23 20:00 | 664 | 656
2017-07-23 20:30 | 641 | 635
2017-07-23 21:00 | 598 | 591
2017-07-23 21:30 | 564 | 553
2017-07-23 22:00 | 556 | 541
2017-07-23 22:30 | 572 | 558
2017-07-23 23:00 | 562 | 547
2017-07-23 23:30 | 494 | 473
2017-07-24 | 456 | 425
2017-07-24 00:30 | 432 | 396
2017-07-24 01:00 | 418 | 379
2017-07-24 01:30 | 401 | 359
2017-07-24 02:00 | 334 | 279
2017-07-24 02:30 | 316 | 256
2017-07-24 03:00 | 317 | 258
2017-07-24 03:30 | 298 | 233
2017-07-24 04:00 | 319 | 263
2017-07-24 04:30 | 342 | 294
2017-07-24 05:00 | 360 | 317
2017-07-24 05:30 | 410 | 378
2017-07-24 06:00 | 507 | 484
2017-07-24 06:30 | 598 | 585
2017-07-24 07:00 | 707 | 703
2017-07-24 07:30 | 765 | 762
2017-07-24 08:00 | 714 | 709
2017-07-24 08:30 | 648 | 641
2017-07-24 09:00 | 589 | 578
2017-07-24 09:30 | 536 | 522
2017-07-24 10:00 | 483 | 466
2017-07-24 10:30 | 448 | 427
2017-07-24 11:00 | 417 | 392
2017-07-24 11:30 | 404 | 379
2017-07-24 12:00 | 364 | 332
2017-07-24 12:30 | 340 | 304
2017-07-24 13:00 | 334 | 298
2017-07-24 13:30 | 348 | 314
2017-07-24 14:00 | 364 | 334
2017-07-24 14:30 | 391 | 365
2017-07-24 15:00 | 423 | 400
2017-07-24 15:30 | 452 | 433
2017-07-24 16:00 | 509 | 494
2017-07-24 16:30 | 569 | 557
2017-07-24 17:00 | 631 | 623
2017-07-24 17:30 | 683 | 676
2017-07-24 18:00 | 697 | 692
2017-07-24 18:30 | 764 | 760
2017-07-24 19:00 | 769 | 765
2017-07-24 19:30 | 718 | 712
2017-07-24 20:00 | 701 | 694
2017-07-24 20:30 | 684 | 677
2017-07-24 21:00 | 653 | 644
2017-07-24 21:30 | 688 | 681
2017-07-24 22:00 | 652 | 647
2017-07-24 22:30 | 633 | 627
2017-07-24 23:00 | 630 | 623
2017-07-24 23:30 | 528 | 515
2017-07-25 | 456 | 435
2017-07-25 00:30 | 394 | 365
2017-07-25 01:00 | 341 | 305
2017-07-25 01:30 | 359 | 326
2017-07-25 02:00 | 404 | 375
2017-07-25 02:30 | 451 | 425
2017-07-25 03:00 | 433 | 407
2017-07-25 03:30 | 437 | 410
2017-07-25 04:00 | 440 | 414
2017-07-25 04:30 | 443 | 417
2017-07-25 05:00 | 426 | 400
2017-07-25 05:30 | 530 | 515
2017-07-25 06:00 | 562 | 550
2017-07-25 06:30 | 619 | 614
2017-07-25 07:00 | 717 | 713
2017-07-25 07:30 | 791 | 789
2017-07-25 08:00 | 734 | 733
2017-07-25 08:30 | 637 | 633
2017-07-25 09:00 | 552 | 544
2017-07-25 09:30 | 510 | 498
2017-07-25 10:00 | 465 | 450
2017-07-25 10:30 | 414 | 396
2017-07-25 11:00 | 402 | 385
2017-07-25 11:30 | 379 | 361
2017-07-25 12:00 | 384 | 365
2017-07-25 12:30 | 378 | 357
2017-07-25 13:00 | 365 | 343
2017-07-25 13:30 | 364 | 342
2017-07-25 14:00 | 378 | 358
2017-07-25 14:30 | 409 | 392
2017-07-25 15:00 | 432 | 416
2017-07-25 15:30 | 467 | 454
2017-07-25 16:00 | 525 | 515
2017-07-25 16:30 | 579 | 571
2017-07-25 17:00 | 550 | 540
2017-07-25 17:30 | 551 | 546
2017-07-25 18:00 | 653 | 651
2017-07-25 18:30 | 684 | 681
2017-07-25 19:00 | 715 | 713
2017-07-25 19:30 | 672 | 669
2017-07-25 20:00 | 624 | 619
2017-07-25 20:30 | 610 | 605
2017-07-25 21:00 | 599 | 594
2017-07-25 21:30 | 599 | 593
2017-07-25 22:00 | 605 | 597
2017-07-25 22:30 | 604 | 595
2017-07-25 23:00 | 621 | 613
2017-07-25 23:30 | 536 | 524
2017-07-26 | 455 | 437
2017-07-26 00:30 | 351 | 329
2017-07-26 01:00 | 314 | 287
2017-07-26 01:30 | 350 | 323
2017-07-26 02:00 | 367 | 329
2017-07-26 02:30 | 362 | 320
2017-07-26 03:00 | 355 | 313
2017-07-26 03:30 | 397 | 363
2017-07-26 04:00 | 406 | 372
2017-07-26 04:30 | 450 | 421
2017-07-26 05:00 | 467 | 441
2017-07-26 05:30 | 466 | 443
2017-07-26 06:00 | 509 | 496
2017-07-26 06:30 | 576 | 569
2017-07-26 07:00 | 654 | 649
2017-07-26 07:30 | 800 | 799
2017-07-26 08:00 | 769 | 768
2017-07-26 08:30 | 649 | 644
2017-07-26 09:00 | 558 | 549
2017-07-26 09:30 | 512 | 500
2017-07-26 10:00 | 477 | 466
2017-07-26 10:30 | 412 | 397
2017-07-26 11:00 | 357 | 340
2017-07-26 11:30 | 302 | 284
2017-07-26 12:00 | 300 | 281
2017-07-26 12:30 | 309 | 296
2017-07-26 13:00 | 350 | 339
2017-07-26 13:30 | 394 | 385
2017-07-26 14:00 | 423 | 414
2017-07-26 14:30 | 425 | 417
2017-07-26 15:00 | 450 | 442
2017-07-26 15:30 | 497 | 491
2017-07-26 16:00 | 525 | 521
2017-07-26 16:30 | 552 | 548
2017-07-26 17:00 | 540 | 535
2017-07-26 17:30 | 478 | 468
2017-07-26 18:00 | 531 | 526
2017-07-26 18:30 | 560 | 555
2017-07-26 19:00 | 567 | 562
2017-07-26 19:30 | 545 | 539
2017-07-26 20:00 | 540 | 535
2017-07-26 20:30 | 506 | 499
2017-07-26 21:00 | 498 | 490
2017-07-26 21:30 | 489 | 475
2017-07-26 22:00 | 488 | 478
2017-07-26 22:30 | 472 | 461
2017-07-26 23:00 | 462 | 444
2017-07-26 23:30 | 354 | 327
2017-07-27 | 343 | 320
2017-07-27 00:30 | 326 | 282
2017-07-27 01:00 | 330 | 281
2017-07-27 01:30 | 324 | 277
2017-07-27 02:00 | 323 | 274
2017-07-27 02:30 | 318 | 267
2017-07-27 03:00 | 316 | 264
2017-07-27 03:30 | 317 | 266
2017-07-27 04:00 | 322 | 272
2017-07-27 04:30 | 325 | 278
2017-07-27 05:00 | 326 | 281
2017-07-27 05:30 | 338 | 304
2017-07-27 06:00 | 366 | 349
2017-07-27 06:30 | 426 | 413
2017-07-27 07:00 | 439 | 429
2017-07-27 07:30 | 446 | 439
2017-07-27 08:00 | 273 | 260
2017-07-27 08:30 | 252 | 234
2017-07-27 09:00 | 212 | 188
2017-07-27 09:30 | 187 | 153
2017-07-27 10:00 | 171 | 133
2017-07-27 10:30 | 169 | 131
2017-07-27 11:00 | 144 | 99
2017-07-27 11:30 | 138 | 94
2017-07-27 12:00 | 136 | 85
2017-07-27 12:30 | 135 | 81
2017-07-27 13:00 | 130 | 91
2017-07-27 13:30 | 120 | 88
2017-07-27 14:00 | 125 | 97
2017-07-27 14:30 | 150 | 127
2017-07-27 15:00 | 184 | 166
2017-07-27 15:30 | 239 | 228
2017-07-27 16:00 | 313 | 306
2017-07-27 16:30 | 407 | 402
2017-07-27 17:00 | 506 | 500
2017-07-27 17:30 | 557 | 552
2017-07-27 18:00 | 682 | 679
2017-07-27 18:30 | 719 | 716
2017-07-27 19:00 | 727 | 725
2017-07-27 19:30 | 690 | 686
2017-07-27 20:00 | 650 | 644
2017-07-27 20:30 | 623 | 616
2017-07-27 21:00 | 619 | 613
2017-07-27 21:30 | 584 | 570
2017-07-27 22:00 | 571 | 557
2017-07-27 22:30 | 570 | 557
2017-07-27 23:00 | 570 | 560
2017-07-27 23:30 | 493 | 478
2017-07-28 | 464 | 439
2017-07-28 00:30 | 449 | 413
2017-07-28 01:00 | 401 | 355
2017-07-28 01:30 | 373 | 329
2017-07-28 02:00 | 333 | 286
2017-07-28 02:30 | 357 | 316
2017-07-28 03:00 | 352 | 316
2017-07-28 03:30 | 378 | 349
2017-07-28 04:00 | 350 | 318
2017-07-28 04:30 | 340 | 306
2017-07-28 05:00 | 325 | 293
2017-07-28 05:30 | 333 | 314
2017-07-28 06:00 | 404 | 391
2017-07-28 06:30 | 505 | 497
2017-07-28 07:00 | 512 | 505
2017-07-28 07:30 | 595 | 589
2017-07-28 08:00 | 576 | 569
2017-07-28 08:30 | 418 | 403
2017-07-28 09:00 | 389 | 369
2017-07-28 09:30 | 388 | 366
2017-07-28 10:00 | 312 | 281
2017-07-28 10:30 | 306 | 288
2017-07-28 11:00 | 270 | 252
2017-07-28 11:30 | 256 | 237
2017-07-28 12:00 | 268 | 251
2017-07-28 12:30 | 222 | 198
2017-07-28 13:00 | 220 | 196
2017-07-28 13:30 | 240 | 219
2017-07-28 14:00 | 247 | 226
2017-07-28 14:30 | 250 | 232
2017-07-28 15:00 | 300 | 284
2017-07-28 15:30 | 383 | 370
2017-07-28 16:00 | 480 | 471
2017-07-28 16:30 | 595 | 589
2017-07-28 17:00 | 637 | 630
2017-07-28 17:30 | 683 | 677
2017-07-28 18:00 | 738 | 735
2017-07-28 18:30 | 727 | 724
2017-07-28 19:00 | 738 | 735
2017-07-28 19:30 | 699 | 696
2017-07-28 20:00 | 689 | 686
2017-07-28 20:30 | 667 | 663
2017-07-28 21:00 | 646 | 641
2017-07-28 21:30 | 621 | 613
2017-07-28 22:00 | 570 | 559
2017-07-28 22:30 | 601 | 591
2017-07-28 23:00 | 643 | 631
2017-07-28 23:30 | 579 | 563
2017-07-29 | 493 | 471
2017-07-29 00:30 | 497 | 474
2017-07-29 01:00 | 427 | 397
2017-07-29 01:30 | 349 | 307
2017-07-29 02:00 | 324 | 277
2017-07-29 02:30 | 305 | 252
2017-07-29 03:00 | 294 | 237
2017-07-29 03:30 | 282 | 221
2017-07-29 04:00 | 297 | 244
2017-07-29 04:30 | 311 | 251
2017-07-29 05:00 | 317 | 253
2017-07-29 05:30 | 305 | 240
2017-07-29 06:00 | 270 | 211
2017-07-29 06:30 | 258 | 229
2017-07-29 07:00 | 301 | 280
2017-07-29 07:30 | 378 | 363
2017-07-29 08:00 | 385 | 370
2017-07-29 08:30 | 327 | 308
2017-07-29 09:00 | 283 | 265
2017-07-29 09:30 | 258 | 236
2017-07-29 10:00 | 225 | 205
2017-07-29 10:30 | 219 | 200
2017-07-29 11:00 | 222 | 193
2017-07-29 11:30 | 208 | 173
2017-07-29 12:00 | 241 | 185
2017-07-29 12:30 | 230 | 170
2017-07-29 13:00 | 244 | 176
2017-07-29 13:30 | 248 | 175
2017-07-29 14:00 | 250 | 179
2017-07-29 14:30 | 251 | 183
2017-07-29 15:00 | 249 | 180
2017-07-29 15:30 | 266 | 205
2017-07-29 16:00 | 288 | 237
2017-07-29 16:30 | 335 | 296
2017-07-29 17:00 | 348 | 312
2017-07-29 17:30 | 391 | 370
2017-07-29 18:00 | 448 | 430
2017-07-29 18:30 | 527 | 511
2017-07-29 19:00 | 527 | 512
2017-07-29 19:30 | 500 | 482
2017-07-29 20:00 | 492 | 474
2017-07-29 20:30 | 474 | 455
2017-07-29 21:00 | 459 | 439
2017-07-29 21:30 | 500 | 485
2017-07-29 22:00 | 494 | 480
2017-07-29 22:30 | 482 | 467
2017-07-29 23:00 | 486 | 471
2017-07-29 23:30 | 416 | 394
2017-07-30 | 331 | 296
2017-07-30 00:30 | 287 | 232
2017-07-30 01:00 | 290 | 224
2017-07-30 01:30 | 310 | 256
2017-07-30 02:00 | 321 | 254
2017-07-30 02:30 | 325 | 260
2017-07-30 03:00 | 354 | 299
2017-07-30 03:30 | 377 | 325
2017-07-30 04:00 | 372 | 319
2017-07-30 04:30 | 377 | 324
2017-07-30 05:00 | 380 | 329
2017-07-30 05:30 | 379 | 328
2017-07-30 06:00 | 380 | 332
2017-07-30 06:30 | 328 | 273
2017-07-30 07:00 | 323 | 277
2017-07-30 07:30 | 310 | 274
2017-07-30 08:00 | 323 | 291
2017-07-30 08:30 | 333 | 303
2017-07-30 09:00 | 296 | 259
2017-07-30 09:30 | 264 | 217
2017-07-30 10:00 | 227 | 194
2017-07-30 10:30 | 209 | 170
2017-07-30 11:00 | 221 | 181
2017-07-30 11:30 | 221 | 163
2017-07-30 12:00 | 233 | 174
2017-07-30 12:30 | 229 | 166
2017-07-30 13:00 | 238 | 181
2017-07-30 13:30 | 255 | 190
2017-07-30 14:00 | 257 | 186
2017-07-30 14:30 | 250 | 175
2017-07-30 15:00 | 252 | 192
2017-07-30 15:30 | 281 | 239
2017-07-30 16:00 | 286 | 247
2017-07-30 16:30 | 358 | 332
2017-07-30 17:00 | 377 | 355
2017-07-30 17:30 | 471 | 456
2017-07-30 18:00 | 589 | 580
2017-07-30 18:30 | 640 | 633
2017-07-30 19:00 | 646 | 641
2017-07-30 19:30 | 592 | 586
2017-07-30 20:00 | 555 | 547
2017-07-30 20:30 | 528 | 520
2017-07-30 21:00 | 496 | 486
2017-07-30 21:30 | 481 | 467
2017-07-30 22:00 | 516 | 502
2017-07-30 22:30 | 500 | 485
2017-07-30 23:00 | 492 | 476
2017-07-30 23:30 | 452 | 432
2017-07-31 | 441 | 418
2017-07-31 00:30 | 412 | 375
2017-07-31 01:00 | 388 | 338
2017-07-31 01:30 | 334 | 269
2017-07-31 02:00 | 304 | 228
2017-07-31 02:30 | 300 | 221
2017-07-31 03:00 | 286 | 204
2017-07-31 03:30 | 282 | 198
2017-07-31 04:00 | 264 | 177
2017-07-31 04:30 | 273 | 212
2017-07-31 05:00 | 320 | 276
2017-07-31 05:30 | 364 | 331
2017-07-31 06:00 | 430 | 408
2017-07-31 06:30 | 509 | 498
2017-07-31 07:00 | 583 | 576
2017-07-31 07:30 | 696 | 693
2017-07-31 08:00 | 681 | 676
2017-07-31 08:30 | 594 | 585
2017-07-31 09:00 | 528 | 518
2017-07-31 09:30 | 458 | 443
2017-07-31 10:00 | 413 | 394
2017-07-31 10:30 | 342 | 315
2017-07-31 11:00 | 310 | 279
2017-07-31 11:30 | 285 | 258
2017-07-31 12:00 | 292 | 269
2017-07-31 12:30 | 305 | 284
2017-07-31 13:00 | 294 | 272
2017-07-31 13:30 | 301 | 280
2017-07-31 14:00 | 287 | 265
2017-07-31 14:30 | 307 | 288
2017-07-31 15:00 | 320 | 303
2017-07-31 15:30 | 334 | 317
2017-07-31 16:00 | 378 | 364
2017-07-31 16:30 | 424 | 412
2017-07-31 17:00 | 435 | 423
2017-07-31 17:30 | 443 | 433
2017-07-31 18:00 | 509 | 502
2017-07-31 18:30 | 512 | 505
2017-07-31 19:00 | 522 | 515
2017-07-31 19:30 | 480 | 470
2017-07-31 20:00 | 449 | 438
2017-07-31 20:30 | 452 | 441
2017-07-31 21:00 | 404 | 388
2017-07-31 21:30 | 409 | 392
2017-07-31 22:00 | 402 | 384
2017-07-31 22:30 | 341 | 318
2017-07-31 23:00 | 362 | 340
2017-07-31 23:30 | 316 | 286
2017-08-01 | 302 | 275
2017-08-01 00:30 | 286 | 238
2017-08-01 01:00 | 259 | 197
2017-08-01 01:30 | 261 | 199
2017-08-01 02:00 | 256 | 188
2017-08-01 02:30 | 253 | 183
2017-08-01 03:00 | 238 | 171
2017-08-01 03:30 | 218 | 135
2017-08-01 04:00 | 214 | 124
2017-08-01 04:30 | 231 | 158
2017-08-01 05:00 | 243 | 176
2017-08-01 05:30 | 292 | 249
2017-08-01 06:00 | 354 | 334
2017-08-01 06:30 | 396 | 379
2017-08-01 07:00 | 337 | 319
2017-08-01 07:30 | 394 | 381
2017-08-01 08:00 | 344 | 324
2017-08-01 08:30 | 345 | 323
2017-08-01 09:00 | 322 | 297
2017-08-01 09:30 | 329 | 304
2017-08-01 10:00 | 290 | 261
2017-08-01 10:30 | 259 | 223
2017-08-01 11:00 | 250 | 213
2017-08-01 11:30 | 251 | 214
2017-08-01 12:00 | 248 | 210
2017-08-01 12:30 | 228 | 203
2017-08-01 13:00 | 225 | 205
2017-08-01 13:30 | 236 | 217
2017-08-01 14:00 | 246 | 229
2017-08-01 14:30 | 246 | 229
2017-08-01 15:00 | 255 | 239
2017-08-01 15:30 | 266 | 251
2017-08-01 16:00 | 331 | 322
2017-08-01 16:30 | 398 | 392
2017-08-01 17:00 | 451 | 445
2017-08-01 17:30 | 435 | 428
2017-08-01 18:00 | 490 | 487
2017-08-01 18:30 | 500 | 497
2017-08-01 19:00 | 506 | 502
2017-08-01 19:30 | 492 | 488
2017-08-01 20:00 | 439 | 432
2017-08-01 20:30 | 433 | 427
2017-08-01 21:00 | 438 | 432
2017-08-01 21:30 | 445 | 433
2017-08-01 22:00 | 398 | 380
2017-08-01 22:30 | 407 | 390
2017-08-01 23:00 | 412 | 394
2017-08-01 23:30 | 353 | 328
2017-08-02 | 328 | 299
2017-08-02 00:30 | 270 | 228
2017-08-02 01:00 | 255 | 206
2017-08-02 01:30 | 265 | 206
2017-08-02 02:00 | 254 | 192
2017-08-02 02:30 | 247 | 180
2017-08-02 03:00 | 256 | 195
2017-08-02 03:30 | 256 | 195
2017-08-02 04:00 | 259 | 200
2017-08-02 04:30 | 261 | 203
2017-08-02 05:00 | 252 | 199
2017-08-02 05:30 | 266 | 233
2017-08-02 06:00 | 319 | 310
2017-08-02 06:30 | 375 | 369
2017-08-02 07:00 | 408 | 403
2017-08-02 07:30 | 504 | 501
2017-08-02 08:00 | 447 | 441
2017-08-02 08:30 | 402 | 392
2017-08-02 09:00 | 363 | 348
2017-08-02 09:30 | 317 | 298
2017-08-02 10:00 | 275 | 257
2017-08-02 10:30 | 251 | 235
2017-08-02 11:00 | 253 | 237
2017-08-02 11:30 | 251 | 235
2017-08-02 12:00 | 252 | 237
2017-08-02 12:30 | 251 | 236
2017-08-02 13:00 | 250 | 233
2017-08-02 13:30 | 259 | 244
2017-08-02 14:00 | 265 | 251
2017-08-02 14:30 | 278 | 266
2017-08-02 15:00 | 292 | 280
2017-08-02 15:30 | 321 | 312
2017-08-02 16:00 | 370 | 363
2017-08-02 16:30 | 415 | 410
2017-08-02 17:00 | 502 | 499
2017-08-02 17:30 | 475 | 471
2017-08-02 18:00 | 513 | 510
2017-08-02 18:30 | 563 | 560
2017-08-02 19:00 | 570 | 568
2017-08-02 19:30 | 515 | 511
2017-08-02 20:00 | 479 | 473
2017-08-02 20:30 | 452 | 446
2017-08-02 21:00 | 409 | 400
2017-08-02 21:30 | 426 | 414
2017-08-02 22:00 | 401 | 384
2017-08-02 22:30 | 438 | 423
2017-08-02 23:00 | 472 | 459
2017-08-02 23:30 | 385 | 364
2017-08-03 | 321 | 290
2017-08-03 00:30 | 299 | 252
2017-08-03 01:00 | 259 | 199
2017-08-03 01:30 | 246 | 197
2017-08-03 02:00 | 255 | 194
2017-08-03 02:30 | 247 | 179
2017-08-03 03:00 | 234 | 160
2017-08-03 03:30 | 229 | 155
2017-08-03 04:00 | 232 | 161
2017-08-03 04:30 | 235 | 166
2017-08-03 05:00 | 236 | 175
2017-08-03 05:30 | 305 | 272
2017-08-03 06:00 | 376 | 363
2017-08-03 06:30 | 395 | 384
2017-08-03 07:00 | 462 | 455
2017-08-03 07:30 | 518 | 510
2017-08-03 08:00 | 439 | 427
2017-08-03 08:30 | 345 | 324
2017-08-03 09:00 | 356 | 335
2017-08-03 09:30 | 316 | 288
2017-08-03 10:00 | 257 | 220
2017-08-03 10:30 | 236 | 193
2017-08-03 11:00 | 220 | 188
2017-08-03 11:30 | 217 | 189
2017-08-03 12:00 | 231 | 205
2017-08-03 12:30 | 276 | 257
2017-08-03 13:00 | 274 | 251
2017-08-03 13:30 | 274 | 251
2017-08-03 14:00 | 274 | 252
2017-08-03 14:30 | 284 | 264
2017-08-03 15:00 | 294 | 272
2017-08-03 15:30 | 306 | 287
2017-08-03 16:00 | 318 | 300
2017-08-03 16:30 | 348 | 332
2017-08-03 17:00 | 359 | 344
2017-08-03 17:30 | 402 | 392
2017-08-03 18:00 | 477 | 471
2017-08-03 18:30 | 443 | 434
2017-08-03 19:00 | 547 | 543
2017-08-03 19:30 | 537 | 531
2017-08-03 20:00 | 518 | 511
2017-08-03 20:30 | 497 | 489
2017-08-03 21:00 | 471 | 461
2017-08-03 21:30 | 464 | 453
2017-08-03 22:00 | 431 | 417
2017-08-03 22:30 | 365 | 349
2017-08-03 23:00 | 401 | 386
2017-08-03 23:30 | 398 | 376
2017-08-04 | 381 | 358
2017-08-04 00:30 | 311 | 276
2017-08-04 01:00 | 299 | 255
2017-08-04 01:30 | 309 | 261
2017-08-04 02:00 | 301 | 252
2017-08-04 02:30 | 303 | 255
2017-08-04 03:00 | 298 | 248
2017-08-04 03:30 | 289 | 237
2017-08-04 04:00 | 295 | 243
2017-08-04 04:30 | 300 | 253
2017-08-04 05:00 | 306 | 259
2017-08-04 05:30 | 301 | 271
2017-08-04 06:00 | 306 | 285
2017-08-04 06:30 | 353 | 341
2017-08-04 07:00 | 412 | 405
2017-08-04 07:30 | 489 | 484
2017-08-04 08:00 | 456 | 450
2017-08-04 08:30 | 388 | 379
2017-08-04 09:00 | 358 | 348
2017-08-04 09:30 | 309 | 296
2017-08-04 10:00 | 305 | 292
2017-08-04 10:30 | 308 | 295
2017-08-04 11:00 | 296 | 282
2017-08-04 11:30 | 296 | 284
2017-08-04 12:00 | 270 | 257
2017-08-04 12:30 | 266 | 257
2017-08-04 13:00 | 269 | 260
2017-08-04 13:30 | 270 | 261
2017-08-04 14:00 | 274 | 264
2017-08-04 14:30 | 295 | 286
2017-08-04 15:00 | 335 | 328
2017-08-04 15:30 | 355 | 349
2017-08-04 16:00 | 366 | 360
2017-08-04 16:30 | 398 | 393
2017-08-04 17:00 | 415 | 411
2017-08-04 17:30 | 418 | 413
2017-08-04 18:00 | 470 | 467
2017-08-04 18:30 | 525 | 521
2017-08-04 19:00 | 528 | 525
2017-08-04 19:30 | 505 | 500
2017-08-04 20:00 | 490 | 484
2017-08-04 20:30 | 504 | 499
2017-08-04 21:00 | 462 | 454
2017-08-04 21:30 | 440 | 425
2017-08-04 22:00 | 421 | 401
2017-08-04 22:30 | 436 | 419
2017-08-04 23:00 | 469 | 456
2017-08-04 23:30 | 392 | 369
2017-08-05 | 348 | 320
2017-08-05 00:30 | 318 | 285
2017-08-05 01:00 | 302 | 273
2017-08-05 01:30 | 298 | 269
2017-08-05 02:00 | 290 | 259
2017-08-05 02:30 | 363 | 338
2017-08-05 03:00 | 396 | 371
2017-08-05 03:30 | 404 | 370
2017-08-05 04:00 | 406 | 373
2017-08-05 04:30 | 367 | 327
2017-08-05 05:00 | 413 | 382
2017-08-05 05:30 | 373 | 337
2017-08-05 06:00 | 332 | 289
2017-08-05 06:30 | 319 | 276
2017-08-05 07:00 | 326 | 287
2017-08-05 07:30 | 322 | 298
2017-08-05 08:00 | 359 | 340
2017-08-05 08:30 | 344 | 325
2017-08-05 09:00 | 334 | 315
2017-08-05 09:30 | 299 | 266
2017-08-05 10:00 | 262 | 221
2017-08-05 10:30 | 245 | 209
2017-08-05 11:00 | 249 | 213
2017-08-05 11:30 | 235 | 185
2017-08-05 12:00 | 215 | 158
2017-08-05 12:30 | 218 | 160
2017-08-05 13:00 | 213 | 151
2017-08-05 13:30 | 229 | 172
2017-08-05 14:00 | 273 | 230
2017-08-05 14:30 | 267 | 222
2017-08-05 15:00 | 388 | 364
2017-08-05 15:30 | 442 | 423
2017-08-05 16:00 | 430 | 412
2017-08-05 16:30 | 442 | 425
2017-08-05 17:00 | 451 | 436
2017-08-05 17:30 | 445 | 434
2017-08-05 18:00 | 470 | 464
2017-08-05 18:30 | 484 | 481
2017-08-05 19:00 | 490 | 487
2017-08-05 19:30 | 529 | 526
2017-08-05 20:00 | 509 | 505
2017-08-05 20:30 | 495 | 491
2017-08-05 21:00 | 474 | 469
2017-08-05 21:30 | 442 | 436
2017-08-05 22:00 | 448 | 442
2017-08-05 22:30 | 480 | 474
2017-08-05 23:00 | 487 | 481
2017-08-05 23:30 | 454 | 445
2017-08-06 | 471 | 463
2017-08-06 00:30 | 448 | 435
2017-08-06 01:00 | 448 | 423
2017-08-06 01:30 | 463 | 428
2017-08-06 02:00 | 456 | 419
2017-08-06 02:30 | 465 | 429
2017-08-06 03:00 | 448 | 411
2017-08-06 03:30 | 443 | 405
2017-08-06 04:00 | 433 | 394
2017-08-06 04:30 | 436 | 398
2017-08-06 05:00 | 414 | 374
2017-08-06 05:30 | 405 | 362
2017-08-06 06:00 | 413 | 373
2017-08-06 06:30 | 409 | 369
2017-08-06 07:00 | 418 | 380
2017-08-06 07:30 | 385 | 358
2017-08-06 08:00 | 395 | 376
2017-08-06 08:30 | 409 | 392
2017-08-06 09:00 | 412 | 395
2017-08-06 09:30 | 401 | 381
2017-08-06 10:00 | 413 | 394
2017-08-06 10:30 | 408 | 387
2017-08-06 11:00 | 396 | 373
2017-08-06 11:30 | 410 | 388
2017-08-06 12:00 | 423 | 401
2017-08-06 12:30 | 405 | 381
2017-08-06 13:00 | 409 | 378
2017-08-06 13:30 | 429 | 400
2017-08-06 14:00 | 444 | 416
2017-08-06 14:30 | 451 | 425
2017-08-06 15:00 | 469 | 446
2017-08-06 15:30 | 474 | 451
2017-08-06 16:00 | 465 | 443
2017-08-06 16:30 | 484 | 466
2017-08-06 17:00 | 492 | 484
2017-08-06 17:30 | 495 | 488
2017-08-06 18:00 | 505 | 498
2017-08-06 18:30 | 518 | 511
2017-08-06 19:00 | 495 | 487
2017-08-06 19:30 | 498 | 490
2017-08-06 20:00 | 478 | 470
2017-08-06 20:30 | 458 | 448
2017-08-06 21:00 | 433 | 422
2017-08-06 21:30 | 423 | 409
2017-08-06 22:00 | 469 | 453
2017-08-06 22:30 | 502 | 487
2017-08-06 23:00 | 505 | 490
2017-08-06 23:30 | 430 | 407
2017-08-07 | 354 | 319
2017-08-07 00:30 | 307 | 255
2017-08-07 01:00 | 290 | 234
2017-08-07 01:30 | 329 | 268
2017-08-07 02:00 | 384 | 336
2017-08-07 02:30 | 398 | 353
2017-08-07 03:00 | 406 | 362
2017-08-07 03:30 | 434 | 393
2017-08-07 04:00 | 428 | 386
2017-08-07 04:30 | 404 | 360
2017-08-07 05:00 | 367 | 317
2017-08-07 05:30 | 395 | 352
2017-08-07 06:00 | 454 | 423
2017-08-07 06:30 | 472 | 444
2017-08-07 07:00 | 474 | 458
2017-08-07 07:30 | 542 | 532
2017-08-07 08:00 | 532 | 524
2017-08-07 08:30 | 460 | 449
2017-08-07 09:00 | 368 | 350
2017-08-07 09:30 | 344 | 324
2017-08-07 10:00 | 364 | 347
2017-08-07 10:30 | 344 | 326
2017-08-07 11:00 | 297 | 272
2017-08-07 11:30 | 284 | 258
2017-08-07 12:00 | 279 | 251
2017-08-07 12:30 | 287 | 262
2017-08-07 13:00 | 289 | 263
2017-08-07 13:30 | 296 | 271
2017-08-07 14:00 | 302 | 278
2017-08-07 14:30 | 303 | 279
2017-08-07 15:00 | 317 | 295
2017-08-07 15:30 | 358 | 341
2017-08-07 16:00 | 433 | 421
2017-08-07 16:30 | 488 | 479
2017-08-07 17:00 | 488 | 478
2017-08-07 17:30 | 486 | 476
2017-08-07 18:00 | 508 | 499
2017-08-07 18:30 | 512 | 503
2017-08-07 19:00 | 529 | 521
2017-08-07 19:30 | 489 | 477
2017-08-07 20:00 | 445 | 431
2017-08-07 20:30 | 420 | 404
2017-08-07 21:00 | 398 | 380
2017-08-07 21:30 | 403 | 389
2017-08-07 22:00 | 400 | 386
2017-08-07 22:30 | 467 | 455
2017-08-07 23:00 | 503 | 489
2017-08-07 23:30 | 420 | 398
2017-08-08 | 347 | 315
2017-08-08 00:30 | 284 | 251
2017-08-08 01:00 | 286 | 244
2017-08-08 01:30 | 300 | 253
2017-08-08 02:00 | 314 | 247
2017-08-08 02:30 | 303 | 233
2017-08-08 03:00 | 304 | 235
2017-08-08 03:30 | 325 | 265
2017-08-08 04:00 | 341 | 288
2017-08-08 04:30 | 326 | 268
2017-08-08 05:00 | 298 | 234
2017-08-08 05:30 | 296 | 257
2017-08-08 06:00 | 330 | 308
2017-08-08 06:30 | 419 | 410
2017-08-08 07:00 | 455 | 449
2017-08-08 07:30 | 537 | 532
2017-08-08 08:00 | 467 | 459
2017-08-08 08:30 | 401 | 388
2017-08-08 09:00 | 355 | 337
2017-08-08 09:30 | 304 | 284
2017-08-08 10:00 | 267 | 244
2017-08-08 10:30 | 251 | 225
2017-08-08 11:00 | 239 | 210
2017-08-08 11:30 | 236 | 208
2017-08-08 12:00 | 227 | 197
2017-08-08 12:30 | 202 | 170
2017-08-08 13:00 | 215 | 184
2017-08-08 13:30 | 236 | 206
2017-08-08 14:00 | 278 | 253
2017-08-08 14:30 | 282 | 259
2017-08-08 15:00 | 281 | 258
2017-08-08 15:30 | 313 | 294
2017-08-08 16:00 | 367 | 354
2017-08-08 16:30 | 465 | 457
2017-08-08 17:00 | 486 | 479
2017-08-08 17:30 | 486 | 479
2017-08-08 18:00 | 553 | 548
2017-08-08 18:30 | 584 | 579
2017-08-08 19:00 | 619 | 616
2017-08-08 19:30 | 587 | 582
2017-08-08 20:00 | 548 | 542
2017-08-08 20:30 | 520 | 513
2017-08-08 21:00 | 465 | 458
2017-08-08 21:30 | 502 | 493
2017-08-08 22:00 | 507 | 496
2017-08-08 22:30 | 529 | 517
2017-08-08 23:00 | 545 | 534
2017-08-08 23:30 | 462 | 445
2017-08-09 | 409 | 388
2017-08-09 00:30 | 332 | 305
2017-08-09 01:00 | 296 | 268
2017-08-09 01:30 | 306 | 261
2017-08-09 02:00 | 288 | 236
2017-08-09 02:30 | 292 | 241
2017-08-09 03:00 | 290 | 238
2017-08-09 03:30 | 306 | 260
2017-08-09 04:00 | 294 | 245
2017-08-09 04:30 | 291 | 240
2017-08-09 05:00 | 318 | 278
2017-08-09 05:30 | 348 | 317
2017-08-09 06:00 | 393 | 382
2017-08-09 06:30 | 509 | 503
2017-08-09 07:00 | 640 | 637
2017-08-09 07:30 | 699 | 697
2017-08-09 08:00 | 640 | 636
2017-08-09 08:30 | 532 | 525
2017-08-09 09:00 | 464 | 455
2017-08-09 09:30 | 376 | 362
2017-08-09 10:00 | 325 | 306
2017-08-09 10:30 | 298 | 275
2017-08-09 11:00 | 291 | 269
2017-08-09 11:30 | 268 | 244
2017-08-09 12:00 | 269 | 244
2017-08-09 12:30 | 264 | 237
2017-08-09 13:00 | 268 | 243
2017-08-09 13:30 | 267 | 243
2017-08-09 14:00 | 282 | 260
2017-08-09 14:30 | 350 | 335
2017-08-09 15:00 | 398 | 385
2017-08-09 15:30 | 443 | 433
2017-08-09 16:00 | 464 | 456
2017-08-09 16:30 | 546 | 540
2017-08-09 17:00 | 623 | 618
2017-08-09 17:30 | 631 | 627
2017-08-09 18:00 | 675 | 672
2017-08-09 18:30 | 738 | 736
2017-08-09 19:00 | 754 | 752
2017-08-09 19:30 | 717 | 715
2017-08-09 20:00 | 692 | 690
2017-08-09 20:30 | 668 | 665
2017-08-09 21:00 | 569 | 564
2017-08-09 21:30 | 495 | 490
2017-08-09 22:00 | 436 | 427
2017-08-09 22:30 | 509 | 501
2017-08-09 23:00 | 534 | 523
2017-08-09 23:30 | 446 | 429
2017-08-10 | 395 | 371
2017-08-10 00:30 | 345 | 316
2017-08-10 01:00 | 294 | 262
2017-08-10 01:30 | 282 | 235
2017-08-10 02:00 | 275 | 220
2017-08-10 02:30 | 293 | 244
2017-08-10 03:00 | 297 | 251
2017-08-10 03:30 | 337 | 299
2017-08-10 04:00 | 344 | 309
2017-08-10 04:30 | 402 | 374
2017-08-10 05:00 | 414 | 389
2017-08-10 05:30 | 431 | 412
2017-08-10 06:00 | 499 | 488
2017-08-10 06:30 | 532 | 525
2017-08-10 07:00 | 622 | 616
2017-08-10 07:30 | 689 | 686
2017-08-10 08:00 | 622 | 618
2017-08-10 08:30 | 504 | 495
2017-08-10 09:00 | 403 | 391
2017-08-10 09:30 | 358 | 350
2017-08-10 10:00 | 298 | 288
2017-08-10 10:30 | 253 | 240
2017-08-10 11:00 | 219 | 202
2017-08-10 11:30 | 218 | 202
2017-08-10 12:00 | 216 | 198
2017-08-10 12:30 | 244 | 230
2017-08-10 13:00 | 286 | 279
2017-08-10 13:30 | 334 | 329
2017-08-10 14:00 | 401 | 398
2017-08-10 14:30 | 385 | 381
2017-08-10 15:00 | 367 | 363
2017-08-10 15:30 | 399 | 396
2017-08-10 16:00 | 394 | 391
2017-08-10 16:30 | 463 | 462
2017-08-10 17:00 | 519 | 518
2017-08-10 17:30 | 562 | 562
2017-08-10 18:00 | 658 | 658
2017-08-10 18:30 | 725 | 725
2017-08-10 19:00 | 747 | 747
2017-08-10 19:30 | 713 | 713
2017-08-10 20:00 | 671 | 671
2017-08-10 20:30 | 641 | 640
2017-08-10 21:00 | 614 | 614
2017-08-10 21:30 | 561 | 555
2017-08-10 22:00 | 480 | 468
2017-08-10 22:30 | 546 | 537
2017-08-10 23:00 | 552 | 543
2017-08-10 23:30 | 480 | 466
2017-08-11 | 414 | 394
2017-08-11 00:30 | 348 | 319
2017-08-11 01:00 | 287 | 247
2017-08-11 01:30 | 287 | 244
2017-08-11 02:00 | 305 | 258
2017-08-11 02:30 | 344 | 301
2017-08-11 03:00 | 308 | 268
2017-08-11 03:30 | 322 | 291
2017-08-11 04:00 | 363 | 338
2017-08-11 04:30 | 379 | 357
2017-08-11 05:00 | 385 | 363
2017-08-11 05:30 | 371 | 351
2017-08-11 06:00 | 412 | 397
2017-08-11 06:30 | 469 | 466
2017-08-11 07:00 | 547 | 545
2017-08-11 07:30 | 568 | 564
2017-08-11 08:00 | 525 | 517
2017-08-11 08:30 | 443 | 432
2017-08-11 09:00 | 341 | 321
2017-08-11 09:30 | 326 | 303
2017-08-11 10:00 | 302 | 278
2017-08-11 10:30 | 287 | 259
2017-08-11 11:00 | 291 | 264
2017-08-11 11:30 | 284 | 257
2017-08-11 12:00 | 279 | 252
2017-08-11 12:30 | 279 | 251
2017-08-11 13:00 | 286 | 260
2017-08-11 13:30 | 265 | 236
2017-08-11 14:00 | 300 | 277
2017-08-11 14:30 | 302 | 279
2017-08-11 15:00 | 330 | 311
2017-08-11 15:30 | 354 | 337
2017-08-11 16:00 | 402 | 389
2017-08-11 16:30 | 479 | 470
2017-08-11 17:00 | 515 | 506
2017-08-11 17:30 | 537 | 529
2017-08-11 18:00 | 583 | 578
2017-08-11 18:30 | 596 | 590
2017-08-11 19:00 | 617 | 612
2017-08-11 19:30 | 579 | 573
2017-08-11 20:00 | 553 | 546
2017-08-11 20:30 | 520 | 511
2017-08-11 21:00 | 477 | 466
2017-08-11 21:30 | 437 | 424
2017-08-11 22:00 | 397 | 381
2017-08-11 22:30 | 486 | 474
2017-08-11 23:00 | 558 | 546
2017-08-11 23:30 | 502 | 487
2017-08-12 | 428 | 407
2017-08-12 00:30 | 363 | 334
2017-08-12 01:00 | 330 | 294
2017-08-12 01:30 | 296 | 242
2017-08-12 02:00 | 327 | 279
2017-08-12 02:30 | 362 | 310
2017-08-12 03:00 | 387 | 339
2017-08-12 03:30 | 405 | 360
2017-08-12 04:00 | 416 | 372
2017-08-12 04:30 | 417 | 374
2017-08-12 05:00 | 408 | 364
2017-08-12 05:30 | 387 | 339
2017-08-12 06:00 | 371 | 322
2017-08-12 06:30 | 308 | 254
2017-08-12 07:00 | 312 | 273
2017-08-12 07:30 | 300 | 260
2017-08-12 08:00 | 282 | 234
2017-08-12 08:30 | 283 | 254
2017-08-12 09:00 | 268 | 238
2017-08-12 09:30 | 247 | 212
2017-08-12 10:00 | 254 | 223
2017-08-12 10:30 | 267 | 247
2017-08-12 11:00 | 268 | 249
2017-08-12 11:30 | 236 | 212
2017-08-12 12:00 | 210 | 181
2017-08-12 12:30 | 240 | 215
2017-08-12 13:00 | 248 | 224
2017-08-12 13:30 | 270 | 248
2017-08-12 14:00 | 294 | 274
2017-08-12 14:30 | 295 | 275
2017-08-12 15:00 | 283 | 262
2017-08-12 15:30 | 291 | 272
2017-08-12 16:00 | 283 | 265
2017-08-12 16:30 | 309 | 293
2017-08-12 17:00 | 355 | 343
2017-08-12 17:30 | 391 | 381
2017-08-12 18:00 | 440 | 433
2017-08-12 18:30 | 484 | 478
2017-08-12 19:00 | 490 | 483
2017-08-12 19:30 | 459 | 450
2017-08-12 20:00 | 444 | 434
2017-08-12 20:30 | 416 | 405
2017-08-12 21:00 | 410 | 399
2017-08-12 21:30 | 364 | 343
2017-08-12 22:00 | 341 | 316
2017-08-12 22:30 | 398 | 379
2017-08-12 23:00 | 450 | 430
2017-08-12 23:30 | 402 | 377
2017-08-13 | 335 | 300
2017-08-13 00:30 | 269 | 219
2017-08-13 01:00 | 261 | 191
2017-08-13 01:30 | 272 | 185
2017-08-13 02:00 | 261 | 181
2017-08-13 02:30 | 253 | 172
2017-08-13 03:00 | 252 | 171
2017-08-13 03:30 | 251 | 167
2017-08-13 04:00 | 259 | 169
2017-08-13 04:30 | 267 | 166
2017-08-13 05:00 | 274 | 181
2017-08-13 05:30 | 274 | 180
2017-08-13 06:00 | 271 | 180
2017-08-13 06:30 | 264 | 190
2017-08-13 07:00 | 261 | 207
2017-08-13 07:30 | 384 | 365
2017-08-13 08:00 | 374 | 356
2017-08-13 08:30 | 360 | 341
2017-08-13 09:00 | 365 | 346
2017-08-13 09:30 | 361 | 342
2017-08-13 10:00 | 376 | 358
2017-08-13 10:30 | 355 | 336
2017-08-13 11:00 | 334 | 314
2017-08-13 11:30 | 345 | 325
2017-08-13 12:00 | 372 | 354
2017-08-13 12:30 | 193 | 144
2017-08-13 13:00 | 151 | 105
2017-08-13 13:30 | 164 | 122
2017-08-13 14:00 | 199 | 168
2017-08-13 14:30 | 245 | 218
2017-08-13 15:00 | 280 | 257
2017-08-13 15:30 | 277 | 255
2017-08-13 16:00 | 281 | 261
2017-08-13 16:30 | 315 | 297
2017-08-13 17:00 | 384 | 373
2017-08-13 17:30 | 394 | 383
2017-08-13 18:00 | 453 | 447
2017-08-13 18:30 | 524 | 519
2017-08-13 19:00 | 528 | 523
2017-08-13 19:30 | 486 | 479
2017-08-13 20:00 | 440 | 431
2017-08-13 20:30 | 438 | 430
2017-08-13 21:00 | 361 | 347
2017-08-13 21:30 | 294 | 267
2017-08-13 22:00 | 319 | 292
2017-08-13 22:30 | 435 | 417
2017-08-13 23:00 | 467 | 448
2017-08-13 23:30 | 378 | 347
2017-08-14 | 313 | 269
2017-08-14 00:30 | 284 | 229
2017-08-14 01:00 | 283 | 214
2017-08-14 01:30 | 284 | 213
2017-08-14 02:00 | 285 | 205
2017-08-14 02:30 | 287 | 199
2017-08-14 03:00 | 284 | 193
2017-08-14 03:30 | 291 | 205
2017-08-14 04:00 | 284 | 195
2017-08-14 04:30 | 284 | 195
2017-08-14 05:00 | 288 | 202
2017-08-14 05:30 | 290 | 223
2017-08-14 06:00 | 312 | 267
2017-08-14 06:30 | 300 | 276
2017-08-14 07:00 | 304 | 286
2017-08-14 07:30 | 366 | 352
2017-08-14 08:00 | 362 | 347
2017-08-14 08:30 | 329 | 309
2017-08-14 09:00 | 336 | 314
2017-08-14 09:30 | 328 | 303
2017-08-14 10:00 | 314 | 290
2017-08-14 10:30 | 299 | 273
2017-08-14 11:00 | 294 | 267
2017-08-14 11:30 | 297 | 269
2017-08-14 12:00 | 294 | 267
2017-08-14 12:30 | 287 | 259
2017-08-14 13:00 | 289 | 261
2017-08-14 13:30 | 302 | 277
2017-08-14 14:00 | 313 | 291
2017-08-14 14:30 | 343 | 326
2017-08-14 15:00 | 339 | 322
2017-08-14 15:30 | 295 | 272
2017-08-14 16:00 | 313 | 292
2017-08-14 16:30 | 353 | 337
2017-08-14 17:00 | 416 | 401
2017-08-14 17:30 | 491 | 482
2017-08-14 18:00 | 555 | 548
2017-08-14 18:30 | 585 | 579
2017-08-14 19:00 | 612 | 606
2017-08-14 19:30 | 561 | 553
2017-08-14 20:00 | 510 | 500
2017-08-14 20:30 | 475 | 462
2017-08-14 21:00 | 418 | 400
2017-08-14 21:30 | 403 | 386
2017-08-14 22:00 | 371 | 353
2017-08-14 22:30 | 447 | 430
2017-08-14 23:00 | 467 | 449
2017-08-14 23:30 | 402 | 378
2017-08-15 | 352 | 319
2017-08-15 00:30 | 304 | 260
2017-08-15 01:00 | 268 | 214
2017-08-15 01:30 | 255 | 192
2017-08-15 02:00 | 263 | 190
2017-08-15 02:30 | 292 | 234
2017-08-15 03:00 | 345 | 288
2017-08-15 03:30 | 376 | 323
2017-08-15 04:00 | 372 | 319
2017-08-15 04:30 | 387 | 337
2017-08-15 05:00 | 343 | 286
2017-08-15 05:30 | 348 | 306
2017-08-15 06:00 | 398 | 370
2017-08-15 06:30 | 443 | 428
2017-08-15 07:00 | 499 | 494
2017-08-15 07:30 | 568 | 562
2017-08-15 08:00 | 504 | 496
2017-08-15 08:30 | 413 | 399
2017-08-15 09:00 | 333 | 309
2017-08-15 09:30 | 322 | 298
2017-08-15 10:00 | 281 | 252
2017-08-15 10:30 | 260 | 228
2017-08-15 11:00 | 253 | 220
2017-08-15 11:30 | 252 | 219
2017-08-15 12:00 | 252 | 219
2017-08-15 12:30 | 258 | 225
2017-08-15 13:00 | 270 | 238
2017-08-15 13:30 | 287 | 260
2017-08-15 14:00 | 319 | 295
2017-08-15 14:30 | 363 | 345
2017-08-15 15:00 | 390 | 375
2017-08-15 15:30 | 396 | 382
2017-08-15 16:00 | 416 | 403
2017-08-15 16:30 | 423 | 408
2017-08-15 17:00 | 459 | 447
2017-08-15 17:30 | 497 | 485
2017-08-15 18:00 | 563 | 556
2017-08-15 18:30 | 605 | 601
2017-08-15 19:00 | 613 | 610
2017-08-15 19:30 | 559 | 554
2017-08-15 20:00 | 501 | 495
2017-08-15 20:30 | 487 | 480
2017-08-15 21:00 | 514 | 509
2017-08-15 21:30 | 538 | 524
2017-08-15 22:00 | 502 | 484
2017-08-15 22:30 | 494 | 476
2017-08-15 23:00 | 512 | 498
2017-08-15 23:30 | 434 | 414
2017-08-16 | 365 | 337
2017-08-16 00:30 | 292 | 251
2017-08-16 01:00 | 277 | 232
2017-08-16 01:30 | 293 | 242
2017-08-16 02:00 | 310 | 260
2017-08-16 02:30 | 401 | 362
2017-08-16 03:00 | 457 | 423
2017-08-16 03:30 | 484 | 452
2017-08-16 04:00 | 495 | 464
2017-08-16 04:30 | 533 | 506
2017-08-16 05:00 | 541 | 516
2017-08-16 05:30 | 516 | 490
2017-08-16 06:00 | 536 | 513
2017-08-16 06:30 | 515 | 491
2017-08-16 07:00 | 514 | 499
2017-08-16 07:30 | 530 | 522
2017-08-16 08:00 | 521 | 512
2017-08-16 08:30 | 472 | 455
2017-08-16 09:00 | 411 | 388
2017-08-16 09:30 | 350 | 325
2017-08-16 10:00 | 328 | 303
2017-08-16 10:30 | 352 | 331
2017-08-16 11:00 | 335 | 312
2017-08-16 11:30 | 317 | 292
2017-08-16 12:00 | 340 | 318
2017-08-16 12:30 | 414 | 399
2017-08-16 13:00 | 415 | 400
2017-08-16 13:30 | 421 | 408
2017-08-16 14:00 | 433 | 420
2017-08-16 14:30 | 472 | 462
2017-08-16 15:00 | 514 | 505
2017-08-16 15:30 | 497 | 488
2017-08-16 16:00 | 479 | 469
2017-08-16 16:30 | 542 | 535
2017-08-16 17:00 | 613 | 607
2017-08-16 17:30 | 679 | 674
2017-08-16 18:00 | 761 | 758
2017-08-16 18:30 | 811 | 808
2017-08-16 19:00 | 811 | 808
2017-08-16 19:30 | 762 | 758
2017-08-16 20:00 | 715 | 711
2017-08-16 20:30 | 680 | 675
2017-08-16 21:00 | 627 | 620
2017-08-16 21:30 | 613 | 606
2017-08-16 22:00 | 631 | 624
2017-08-16 22:30 | 647 | 640
2017-08-16 23:00 | 673 | 666
2017-08-16 23:30 | 594 | 584
2017-08-17 | 490 | 476
2017-08-17 00:30 | 433 | 410
2017-08-17 01:00 | 382 | 350
2017-08-17 01:30 | 365 | 339
2017-08-17 02:00 | 389 | 360
2017-08-17 02:30 | 423 | 395
2017-08-17 03:00 | 428 | 399
2017-08-17 03:30 | 453 | 426
2017-08-17 04:00 | 462 | 429
2017-08-17 04:30 | 493 | 464
2017-08-17 05:00 | 507 | 480
2017-08-17 05:30 | 498 | 472
2017-08-17 06:00 | 462 | 437
2017-08-17 06:30 | 479 | 460
2017-08-17 07:00 | 543 | 534
2017-08-17 07:30 | 601 | 594
2017-08-17 08:00 | 581 | 572
2017-08-17 08:30 | 513 | 501
2017-08-17 09:00 | 466 | 453
2017-08-17 09:30 | 441 | 430
2017-08-17 10:00 | 390 | 375
2017-08-17 10:30 | 377 | 361
2017-08-17 11:00 | 376 | 361
2017-08-17 11:30 | 417 | 405
2017-08-17 12:00 | 433 | 423
2017-08-17 12:30 | 439 | 429
2017-08-17 13:00 | 454 | 445
2017-08-17 13:30 | 482 | 474
2017-08-17 14:00 | 537 | 532
2017-08-17 14:30 | 588 | 584
2017-08-17 15:00 | 622 | 619
2017-08-17 15:30 | 645 | 642
2017-08-17 16:00 | 633 | 629
2017-08-17 16:30 | 675 | 671
2017-08-17 17:00 | 670 | 666
2017-08-17 17:30 | 675 | 672
2017-08-17 18:00 | 713 | 711
2017-08-17 18:30 | 745 | 743
2017-08-17 19:00 | 750 | 748
2017-08-17 19:30 | 696 | 692
2017-08-17 20:00 | 636 | 630
2017-08-17 20:30 | 593 | 585
2017-08-17 21:00 | 516 | 504
2017-08-17 21:30 | 466 | 454
2017-08-17 22:00 | 404 | 386
2017-08-17 22:30 | 508 | 496
2017-08-17 23:00 | 531 | 518
2017-08-17 23:30 | 440 | 420
2017-08-18 | 370 | 340
2017-08-18 00:30 | 340 | 307
2017-08-18 01:00 | 320 | 283
2017-08-18 01:30 | 304 | 252
2017-08-18 02:00 | 315 | 268
2017-08-18 02:30 | 329 | 285
2017-08-18 03:00 | 330 | 286
2017-08-18 03:30 | 320 | 272
2017-08-18 04:00 | 370 | 322
2017-08-18 04:30 | 368 | 320
2017-08-18 05:00 | 349 | 302
2017-08-18 05:30 | 317 | 273
2017-08-18 06:00 | 341 | 311
2017-08-18 06:30 | 395 | 380
2017-08-18 07:00 | 466 | 460
2017-08-18 07:30 | 460 | 450
2017-08-18 08:00 | 425 | 411
2017-08-18 08:30 | 410 | 397
2017-08-18 09:00 | 357 | 343
2017-08-18 09:30 | 322 | 307
2017-08-18 10:00 | 307 | 290
2017-08-18 10:30 | 296 | 280
2017-08-18 11:00 | 283 | 266
2017-08-18 11:30 | 298 | 282
2017-08-18 12:00 | 305 | 290
2017-08-18 12:30 | 321 | 307
2017-08-18 13:00 | 309 | 294
2017-08-18 13:30 | 297 | 280
2017-08-18 14:00 | 316 | 301
2017-08-18 14:30 | 336 | 322
2017-08-18 15:00 | 311 | 295
2017-08-18 15:30 | 350 | 337
2017-08-18 16:00 | 372 | 360
2017-08-18 16:30 | 401 | 391
2017-08-18 17:00 | 445 | 437
2017-08-18 17:30 | 515 | 509
2017-08-18 18:00 | 496 | 490
2017-08-18 18:30 | 527 | 522
2017-08-18 19:00 | 506 | 501
2017-08-18 19:30 | 461 | 453
2017-08-18 20:00 | 422 | 413
2017-08-18 20:30 | 414 | 404
2017-08-18 21:00 | 393 | 383
2017-08-18 21:30 | 367 | 353
2017-08-18 22:00 | 365 | 348
2017-08-18 22:30 | 371 | 353
2017-08-18 23:00 | 405 | 389
2017-08-18 23:30 | 356 | 327
2017-08-19 | 343 | 313
2017-08-19 00:30 | 315 | 282
2017-08-19 01:00 | 280 | 239
2017-08-19 01:30 | 269 | 219
2017-08-19 02:00 | 259 | 179
2017-08-19 02:30 | 256 | 172
2017-08-19 03:00 | 262 | 182
2017-08-19 03:30 | 261 | 179
2017-08-19 04:00 | 267 | 190
2017-08-19 04:30 | 271 | 198
2017-08-19 05:00 | 268 | 194
2017-08-19 05:30 | 263 | 186
2017-08-19 06:00 | 239 | 170
2017-08-19 06:30 | 279 | 228
2017-08-19 07:00 | 299 | 255
2017-08-19 07:30 | 303 | 272
2017-08-19 08:00 | 298 | 266
2017-08-19 08:30 | 313 | 284
2017-08-19 09:00 | 307 | 277
2017-08-19 09:30 | 293 | 259
2017-08-19 10:00 | 264 | 226
2017-08-19 10:30 | 237 | 194
2017-08-19 11:00 | 235 | 191
2017-08-19 11:30 | 236 | 191
2017-08-19 12:00 | 235 | 188
2017-08-19 12:30 | 228 | 178
2017-08-19 13:00 | 228 | 180
2017-08-19 13:30 | 238 | 192
2017-08-19 14:00 | 241 | 195
2017-08-19 14:30 | 242 | 196
2017-08-19 15:00 | 279 | 241
2017-08-19 15:30 | 308 | 273
2017-08-19 16:00 | 314 | 282
2017-08-19 16:30 | 322 | 292
2017-08-19 17:00 | 314 | 293
2017-08-19 17:30 | 362 | 346
2017-08-19 18:00 | 435 | 424
2017-08-19 18:30 | 483 | 471
2017-08-19 19:00 | 486 | 471
2017-08-19 19:30 | 476 | 460
2017-08-19 20:00 | 459 | 442
2017-08-19 20:30 | 444 | 426
2017-08-19 21:00 | 435 | 416
2017-08-19 21:30 | 388 | 366
2017-08-19 22:00 | 375 | 351
2017-08-19 22:30 | 419 | 405
2017-08-19 23:00 | 408 | 389
2017-08-19 23:30 | 350 | 323
2017-08-20 | 332 | 302
2017-08-20 00:30 | 310 | 275
2017-08-20 01:00 | 306 | 263
2017-08-20 01:30 | 294 | 243
2017-08-20 02:00 | 292 | 243
2017-08-20 02:30 | 287 | 236
2017-08-20 03:00 | 278 | 222
2017-08-20 03:30 | 284 | 231
2017-08-20 04:00 | 286 | 234
2017-08-20 04:30 | 282 | 228
2017-08-20 05:00 | 280 | 225
2017-08-20 05:30 | 283 | 231
2017-08-20 06:00 | 285 | 233
2017-08-20 06:30 | 289 | 239
2017-08-20 07:00 | 288 | 255
2017-08-20 07:30 | 288 | 270
2017-08-20 08:00 | 309 | 300
2017-08-20 08:30 | 323 | 315
2017-08-20 09:00 | 328 | 319
2017-08-20 09:30 | 324 | 309
2017-08-20 10:00 | 320 | 300
2017-08-20 10:30 | 300 | 276
2017-08-20 11:00 | 279 | 251
2017-08-20 11:30 | 282 | 236
2017-08-20 12:00 | 286 | 241
2017-08-20 12:30 | 280 | 230
2017-08-20 13:00 | 286 | 240
2017-08-20 13:30 | 286 | 240
2017-08-20 14:00 | 301 | 250
2017-08-20 14:30 | 308 | 266
2017-08-20 15:00 | 314 | 275
2017-08-20 15:30 | 317 | 280
2017-08-20 16:00 | 338 | 305
2017-08-20 16:30 | 357 | 326
2017-08-20 17:00 | 364 | 347
2017-08-20 17:30 | 420 | 411
2017-08-20 18:00 | 508 | 503
2017-08-20 18:30 | 576 | 572
2017-08-20 19:00 | 601 | 598
2017-08-20 19:30 | 580 | 576
2017-08-20 20:00 | 544 | 539
2017-08-20 20:30 | 499 | 492
2017-08-20 21:00 | 473 | 464
2017-08-20 21:30 | 440 | 426
2017-08-20 22:00 | 393 | 376
2017-08-20 22:30 | 468 | 457
2017-08-20 23:00 | 470 | 456
2017-08-20 23:30 | 368 | 343
2017-08-21 | 339 | 309
2017-08-21 00:30 | 308 | 266
2017-08-21 01:00 | 293 | 241
2017-08-21 01:30 | 294 | 238
2017-08-21 02:00 | 292 | 243
2017-08-21 02:30 | 291 | 241
2017-08-21 03:00 | 295 | 245
2017-08-21 03:30 | 303 | 256
2017-08-21 04:00 | 339 | 301
2017-08-21 04:30 | 295 | 246
2017-08-21 05:00 | 289 | 240
2017-08-21 05:30 | 330 | 295
2017-08-21 06:00 | 410 | 389
2017-08-21 06:30 | 485 | 462
2017-08-21 07:00 | 559 | 550
2017-08-21 07:30 | 619 | 614
2017-08-21 08:00 | 583 | 579
2017-08-21 08:30 | 523 | 518
2017-08-21 09:00 | 443 | 434
2017-08-21 09:30 | 354 | 336
2017-08-21 10:00 | 323 | 303
2017-08-21 10:30 | 308 | 288
2017-08-21 11:00 | 266 | 243
2017-08-21 11:30 | 265 | 241
2017-08-21 12:00 | 281 | 260
2017-08-21 12:30 | 282 | 261
2017-08-21 13:00 | 299 | 281
2017-08-21 13:30 | 297 | 279
2017-08-21 14:00 | 303 | 284
2017-08-21 14:30 | 319 | 303
2017-08-21 15:00 | 356 | 342
2017-08-21 15:30 | 400 | 389
2017-08-21 16:00 | 428 | 419
2017-08-21 16:30 | 483 | 477
2017-08-21 17:00 | 515 | 510
2017-08-21 17:30 | 558 | 554
2017-08-21 18:00 | 595 | 592
2017-08-21 18:30 | 611 | 608
2017-08-21 19:00 | 608 | 604
2017-08-21 19:30 | 583 | 578
2017-08-21 20:00 | 547 | 541
2017-08-21 20:30 | 510 | 502
2017-08-21 21:00 | 466 | 456
2017-08-21 21:30 | 426 | 410
2017-08-21 22:00 | 383 | 366
2017-08-21 22:30 | 426 | 414
2017-08-21 23:00 | 464 | 451
2017-08-21 23:30 | 386 | 367
2017-08-22 | 361 | 338
2017-08-22 00:30 | 358 | 326
2017-08-22 01:00 | 327 | 283
2017-08-22 01:30 | 284 | 232
2017-08-22 02:00 | 266 | 202
2017-08-22 02:30 | 257 | 194
2017-08-22 03:00 | 250 | 183
2017-08-22 03:30 | 256 | 190
2017-08-22 04:00 | 262 | 201
2017-08-22 04:30 | 282 | 230
2017-08-22 05:00 | 280 | 229
2017-08-22 05:30 | 299 | 257
2017-08-22 06:00 | 363 | 346
2017-08-22 06:30 | 433 | 425
2017-08-22 07:00 | 510 | 507
2017-08-22 07:30 | 555 | 550
2017-08-22 08:00 | 500 | 493
2017-08-22 08:30 | 422 | 410
2017-08-22 09:00 | 401 | 389
2017-08-22 09:30 | 352 | 337
2017-08-22 10:00 | 322 | 303
2017-08-22 10:30 | 290 | 267
2017-08-22 11:00 | 290 | 267
2017-08-22 11:30 | 267 | 242
2017-08-22 12:00 | 264 | 238
2017-08-22 12:30 | 269 | 244
2017-08-22 13:00 | 278 | 255
2017-08-22 13:30 | 289 | 268
2017-08-22 14:00 | 336 | 321
2017-08-22 14:30 | 359 | 346
2017-08-22 15:00 | 393 | 381
2017-08-22 15:30 | 391 | 378
2017-08-22 16:00 | 417 | 405
2017-08-22 16:30 | 463 | 454
2017-08-22 17:00 | 461 | 452
2017-08-22 17:30 | 516 | 509
2017-08-22 18:00 | 571 | 567
2017-08-22 18:30 | 617 | 614
2017-08-22 19:00 | 623 | 619
2017-08-22 19:30 | 577 | 572
2017-08-22 20:00 | 536 | 529
2017-08-22 20:30 | 489 | 480
2017-08-22 21:00 | 441 | 428
2017-08-22 21:30 | 422 | 406
2017-08-22 22:00 | 369 | 345
2017-08-22 22:30 | 413 | 393
2017-08-22 23:00 | 397 | 371
2017-08-22 23:30 | 345 | 316
2017-08-23 | 332 | 301
2017-08-23 00:30 | 336 | 303
2017-08-23 01:00 | 299 | 247
2017-08-23 01:30 | 274 | 216
2017-08-23 02:00 | 271 | 214
2017-08-23 02:30 | 282 | 231
2017-08-23 03:00 | 263 | 202
2017-08-23 03:30 | 265 | 205
2017-08-23 04:00 | 272 | 214
2017-08-23 04:30 | 262 | 203
2017-08-23 05:00 | 268 | 213
2017-08-23 05:30 | 295 | 254
2017-08-23 06:00 | 366 | 345
2017-08-23 06:30 | 401 | 385
2017-08-23 07:00 | 494 | 487
2017-08-23 07:30 | 578 | 572
2017-08-23 08:00 | 555 | 549
2017-08-23 08:30 | 522 | 513
2017-08-23 09:00 | 456 | 443
2017-08-23 09:30 | 405 | 388
2017-08-23 10:00 | 369 | 348
2017-08-23 10:30 | 359 | 337
2017-08-23 11:00 | 308 | 283
2017-08-23 11:30 | 304 | 285
2017-08-23 12:00 | 299 | 278
2017-08-23 12:30 | 319 | 300
2017-08-23 13:00 | 330 | 314
2017-08-23 13:30 | 375 | 363
2017-08-23 14:00 | 379 | 367
2017-08-23 14:30 | 378 | 366
2017-08-23 15:00 | 390 | 380
2017-08-23 15:30 | 410 | 401
2017-08-23 16:00 | 472 | 465
2017-08-23 16:30 | 546 | 540
2017-08-23 17:00 | 598 | 594
2017-08-23 17:30 | 648 | 645
2017-08-23 18:00 | 709 | 707
2017-08-23 18:30 | 727 | 724
2017-08-23 19:00 | 730 | 727
2017-08-23 19:30 | 690 | 687
2017-08-23 20:00 | 646 | 642
2017-08-23 20:30 | 606 | 601
2017-08-23 21:00 | 577 | 571
2017-08-23 21:30 | 565 | 559
2017-08-23 22:00 | 534 | 523
2017-08-23 22:30 | 563 | 553
2017-08-23 23:00 | 581 | 572
2017-08-23 23:30 | 503 | 489
2017-08-24 | 449 | 430
2017-08-24 00:30 | 393 | 367
2017-08-24 01:00 | 327 | 292
2017-08-24 01:30 | 272 | 219
2017-08-24 02:00 | 269 | 204
2017-08-24 02:30 | 305 | 247
2017-08-24 03:00 | 292 | 239
2017-08-24 03:30 | 328 | 288
2017-08-24 04:00 | 336 | 297
2017-08-24 04:30 | 352 | 316
2017-08-24 05:00 | 334 | 296
2017-08-24 05:30 | 367 | 338
2017-08-24 06:00 | 423 | 402
2017-08-24 06:30 | 456 | 447
2017-08-24 07:00 | 515 | 510
2017-08-24 07:30 | 579 | 573
2017-08-24 08:00 | 608 | 605
2017-08-24 08:30 | 627 | 624
2017-08-24 09:00 | 584 | 581
2017-08-24 09:30 | 537 | 532
2017-08-24 10:00 | 543 | 537
2017-08-24 10:30 | 578 | 574
2017-08-24 11:00 | 565 | 561
2017-08-24 11:30 | 501 | 495
2017-08-24 12:00 | 463 | 455
2017-08-24 12:30 | 430 | 420
2017-08-24 13:00 | 411 | 400
2017-08-24 13:30 | 423 | 414
2017-08-24 14:00 | 490 | 484
2017-08-24 14:30 | 546 | 541
2017-08-24 15:00 | 554 | 550
2017-08-24 15:30 | 593 | 589
2017-08-24 16:00 | 642 | 639
2017-08-24 16:30 | 673 | 670
2017-08-24 17:00 | 662 | 659
2017-08-24 17:30 | 592 | 586
2017-08-24 18:00 | 613 | 608
2017-08-24 18:30 | 650 | 646
2017-08-24 19:00 | 696 | 693
2017-08-24 19:30 | 663 | 659
2017-08-24 20:00 | 621 | 615
2017-08-24 20:30 | 581 | 573
2017-08-24 21:00 | 511 | 498
2017-08-24 21:30 | 470 | 460
2017-08-24 22:00 | 484 | 468
2017-08-24 22:30 | 566 | 558
2017-08-24 23:00 | 569 | 561
2017-08-24 23:30 | 463 | 447
2017-08-25 | 385 | 361
2017-08-25 00:30 | 337 | 306
2017-08-25 01:00 | 312 | 265
2017-08-25 01:30 | 312 | 265
2017-08-25 02:00 | 319 | 261
2017-08-25 02:30 | 315 | 253
2017-08-25 03:00 | 304 | 236
2017-08-25 03:30 | 307 | 244
2017-08-25 04:00 | 307 | 244
2017-08-25 04:30 | 321 | 262
2017-08-25 05:00 | 333 | 283
2017-08-25 05:30 | 343 | 307
2017-08-25 06:00 | 413 | 390
2017-08-25 06:30 | 487 | 470
2017-08-25 07:00 | 573 | 563
2017-08-25 07:30 | 633 | 626
2017-08-25 08:00 | 579 | 569
2017-08-25 08:30 | 483 | 466
2017-08-25 09:00 | 414 | 396
2017-08-25 09:30 | 362 | 344
2017-08-25 10:00 | 357 | 342
2017-08-25 10:30 | 330 | 315
2017-08-25 11:00 | 337 | 324
2017-08-25 11:30 | 336 | 323
2017-08-25 12:00 | 338 | 326
2017-08-25 12:30 | 364 | 353
2017-08-25 13:00 | 398 | 388
2017-08-25 13:30 | 413 | 403
2017-08-25 14:00 | 441 | 433
2017-08-25 14:30 | 436 | 427
2017-08-25 15:00 | 407 | 396
2017-08-25 15:30 | 438 | 429
2017-08-25 16:00 | 481 | 473
2017-08-25 16:30 | 558 | 553
2017-08-25 17:00 | 605 | 601
2017-08-25 17:30 | 538 | 531
2017-08-25 18:00 | 557 | 552
2017-08-25 18:30 | 613 | 609
2017-08-25 19:00 | 669 | 666
2017-08-25 19:30 | 650 | 645
2017-08-25 20:00 | 633 | 629
2017-08-25 20:30 | 624 | 619
2017-08-25 21:00 | 580 | 573
2017-08-25 21:30 | 543 | 537
2017-08-25 22:00 | 518 | 511
2017-08-25 22:30 | 484 | 475
2017-08-25 23:00 | 528 | 520
2017-08-25 23:30 | 437 | 421
2017-08-26 | 428 | 404
2017-08-26 00:30 | 406 | 375
2017-08-26 01:00 | 416 | 387
2017-08-26 01:30 | 391 | 349
2017-08-26 02:00 | 390 | 347
2017-08-26 02:30 | 362 | 312
2017-08-26 03:00 | 350 | 296
2017-08-26 03:30 | 346 | 291
2017-08-26 04:00 | 330 | 274
2017-08-26 04:30 | 342 | 296
2017-08-26 05:00 | 367 | 316
2017-08-26 05:30 | 386 | 341
2017-08-26 06:00 | 412 | 373
2017-08-26 06:30 | 380 | 336
2017-08-26 07:00 | 391 | 359
2017-08-26 07:30 | 374 | 348
2017-08-26 08:00 | 363 | 345
2017-08-26 08:30 | 345 | 327
2017-08-26 09:00 | 310 | 289
2017-08-26 09:30 | 275 | 252
2017-08-26 10:00 | 252 | 226
2017-08-26 10:30 | 233 | 200
2017-08-26 11:00 | 231 | 197
2017-08-26 11:30 | 231 | 196
2017-08-26 12:00 | 231 | 196
2017-08-26 12:30 | 224 | 186
2017-08-26 13:00 | 233 | 197
2017-08-26 13:30 | 236 | 200
2017-08-26 14:00 | 233 | 198
2017-08-26 14:30 | 239 | 205
2017-08-26 15:00 | 241 | 207
2017-08-26 15:30 | 252 | 221
2017-08-26 16:00 | 267 | 240
2017-08-26 16:30 | 341 | 323
2017-08-26 17:00 | 427 | 415
2017-08-26 17:30 | 483 | 474
2017-08-26 18:00 | 575 | 571
2017-08-26 18:30 | 635 | 632
2017-08-26 19:00 | 655 | 653
2017-08-26 19:30 | 611 | 607
2017-08-26 20:00 | 559 | 553
2017-08-26 20:30 | 523 | 516
2017-08-26 21:00 | 458 | 448
2017-08-26 21:30 | 404 | 391
2017-08-26 22:00 | 406 | 393
2017-08-26 22:30 | 486 | 475
2017-08-26 23:00 | 557 | 546
2017-08-26 23:30 | 504 | 485
2017-08-27 | 460 | 433
2017-08-27 00:30 | 389 | 344
2017-08-27 01:00 | 334 | 276
2017-08-27 01:30 | 304 | 232
2017-08-27 02:00 | 278 | 195
2017-08-27 02:30 | 286 | 208
2017-08-27 03:00 | 287 | 208
2017-08-27 03:30 | 273 | 178
2017-08-27 04:00 | 274 | 179
2017-08-27 04:30 | 290 | 211
2017-08-27 05:00 | 321 | 257
2017-08-27 05:30 | 320 | 258
2017-08-27 06:00 | 309 | 241
2017-08-27 06:30 | 297 | 223
2017-08-27 07:00 | 307 | 246
2017-08-27 07:30 | 295 | 240
2017-08-27 08:00 | 304 | 255
2017-08-27 08:30 | 279 | 229
2017-08-27 09:00 | 270 | 228
2017-08-27 09:30 | 268 | 224
2017-08-27 10:00 | 260 | 213
2017-08-27 10:30 | 247 | 195
2017-08-27 11:00 | 231 | 177
2017-08-27 11:30 | 203 | 147
2017-08-27 12:00 | 183 | 115
2017-08-27 12:30 | 191 | 128
2017-08-27 13:00 | 220 | 164
2017-08-27 13:30 | 232 | 168
2017-08-27 14:00 | 242 | 189
2017-08-27 14:30 | 256 | 208
2017-08-27 15:00 | 254 | 204
2017-08-27 15:30 | 259 | 211
2017-08-27 16:00 | 296 | 260
2017-08-27 16:30 | 353 | 328
2017-08-27 17:00 | 419 | 401
2017-08-27 17:30 | 517 | 505
2017-08-27 18:00 | 591 | 583
2017-08-27 18:30 | 663 | 657
2017-08-27 19:00 | 683 | 678
2017-08-27 19:30 | 647 | 640
2017-08-27 20:00 | 593 | 583
2017-08-27 20:30 | 543 | 530
2017-08-27 21:00 | 509 | 495
2017-08-27 21:30 | 478 | 463
2017-08-27 22:00 | 461 | 444
2017-08-27 22:30 | 491 | 476
2017-08-27 23:00 | 532 | 518
2017-08-27 23:30 | 465 | 442
2017-08-28 | 408 | 371
2017-08-28 00:30 | 362 | 313
2017-08-28 01:00 | 328 | 273
2017-08-28 01:30 | 287 | 222
2017-08-28 02:00 | 305 | 228
2017-08-28 02:30 | 329 | 260
2017-08-28 03:00 | 300 | 215
2017-08-28 03:30 | 316 | 243
2017-08-28 04:00 | 309 | 232
2017-08-28 04:30 | 306 | 229
2017-08-28 05:00 | 342 | 283
2017-08-28 05:30 | 380 | 337
2017-08-28 06:00 | 414 | 385
2017-08-28 06:30 | 463 | 447
2017-08-28 07:00 | 515 | 505
2017-08-28 07:30 | 587 | 581
2017-08-28 08:00 | 452 | 441
2017-08-28 08:30 | 390 | 372
2017-08-28 09:00 | 359 | 338
2017-08-28 09:30 | 320 | 295
2017-08-28 10:00 | 297 | 269
2017-08-28 10:30 | 293 | 267
2017-08-28 11:00 | 275 | 247
2017-08-28 11:30 | 275 | 246
2017-08-28 12:00 | 272 | 255
2017-08-28 12:30 | 268 | 255
2017-08-28 13:00 | 257 | 239
2017-08-28 13:30 | 272 | 251
2017-08-28 14:00 | 287 | 268
2017-08-28 14:30 | 283 | 263
2017-08-28 15:00 | 300 | 282
2017-08-28 15:30 | 318 | 301
2017-08-28 16:00 | 352 | 339
2017-08-28 16:30 | 439 | 431
2017-08-28 17:00 | 519 | 514
2017-08-28 17:30 | 516 | 510
2017-08-28 18:00 | 530 | 526
2017-08-28 18:30 | 507 | 502
2017-08-28 19:00 | 525 | 520
2017-08-28 19:30 | 479 | 472
2017-08-28 20:00 | 476 | 469
2017-08-28 20:30 | 494 | 488
2017-08-28 21:00 | 458 | 450
2017-08-28 21:30 | 481 | 467
2017-08-28 22:00 | 465 | 451
2017-08-28 22:30 | 452 | 438
2017-08-28 23:00 | 460 | 446
2017-08-28 23:30 | 411 | 391
2017-08-29 | 368 | 341
2017-08-29 00:30 | 352 | 324
2017-08-29 01:00 | 301 | 262
2017-08-29 01:30 | 263 | 217
2017-08-29 02:00 | 254 | 207
2017-08-29 02:30 | 262 | 217
2017-08-29 03:00 | 255 | 206
2017-08-29 03:30 | 250 | 200
2017-08-29 04:00 | 246 | 195
2017-08-29 04:30 | 256 | 210
2017-08-29 05:00 | 256 | 212
2017-08-29 05:30 | 260 | 234
2017-08-29 06:00 | 311 | 297
2017-08-29 06:30 | 367 | 358
2017-08-29 07:00 | 430 | 424
2017-08-29 07:30 | 515 | 509
2017-08-29 08:00 | 480 | 472
2017-08-29 08:30 | 370 | 353
2017-08-29 09:00 | 334 | 311
2017-08-29 09:30 | 329 | 306
2017-08-29 10:00 | 295 | 269
2017-08-29 10:30 | 284 | 259
2017-08-29 11:00 | 260 | 233
2017-08-29 11:30 | 253 | 226
2017-08-29 12:00 | 260 | 234
2017-08-29 12:30 | 252 | 225
2017-08-29 13:00 | 272 | 248
2017-08-29 13:30 | 263 | 238
2017-08-29 14:00 | 283 | 260
2017-08-29 14:30 | 306 | 287
2017-08-29 15:00 | 343 | 325
2017-08-29 15:30 | 385 | 370
2017-08-29 16:00 | 433 | 421
2017-08-29 16:30 | 504 | 496
2017-08-29 17:00 | 557 | 551
2017-08-29 17:30 | 547 | 539
2017-08-29 18:00 | 617 | 612
2017-08-29 18:30 | 576 | 570
2017-08-29 19:00 | 577 | 573
2017-08-29 19:30 | 628 | 625
2017-08-29 20:00 | 603 | 600
2017-08-29 20:30 | 581 | 577
2017-08-29 21:00 | 518 | 512
2017-08-29 21:30 | 509 | 500
2017-08-29 22:00 | 506 | 499
2017-08-29 22:30 | 451 | 442
2017-08-29 23:00 | 478 | 469
2017-08-29 23:30 | 432 | 416
2017-08-30 | 385 | 361
2017-08-30 00:30 | 348 | 310
2017-08-30 01:00 | 306 | 260
2017-08-30 01:30 | 280 | 227
2017-08-30 02:00 | 281 | 221
2017-08-30 02:30 | 254 | 193
2017-08-30 03:00 | 258 | 199
2017-08-30 03:30 | 265 | 209
2017-08-30 04:00 | 286 | 224
2017-08-30 04:30 | 287 | 226
2017-08-30 05:00 | 303 | 263
2017-08-30 05:30 | 352 | 324
2017-08-30 06:00 | 409 | 388
2017-08-30 06:30 | 452 | 445
2017-08-30 07:00 | 510 | 506
2017-08-30 07:30 | 585 | 582
2017-08-30 08:00 | 541 | 537
2017-08-30 08:30 | 449 | 441
2017-08-30 09:00 | 372 | 359
2017-08-30 09:30 | 326 | 309
2017-08-30 10:00 | 312 | 293
2017-08-30 10:30 | 299 | 278
2017-08-30 11:00 | 278 | 254
2017-08-30 11:30 | 280 | 256
2017-08-30 12:00 | 305 | 285
2017-08-30 12:30 | 304 | 284
2017-08-30 13:00 | 312 | 292
2017-08-30 13:30 | 324 | 306
2017-08-30 14:00 | 372 | 358
2017-08-30 14:30 | 293 | 272
2017-08-30 15:00 | 312 | 292
2017-08-30 15:30 | 350 | 334
2017-08-30 16:00 | 416 | 405
2017-08-30 16:30 | 500 | 493
2017-08-30 17:00 | 562 | 557
2017-08-30 17:30 | 565 | 558
2017-08-30 18:00 | 652 | 649
2017-08-30 18:30 | 645 | 641
2017-08-30 19:00 | 638 | 634
2017-08-30 19:30 | 607 | 603
2017-08-30 20:00 | 579 | 574
2017-08-30 20:30 | 559 | 553
2017-08-30 21:00 | 517 | 511
2017-08-30 21:30 | 499 | 492
2017-08-30 22:00 | 526 | 516
2017-08-30 22:30 | 561 | 552
2017-08-30 23:00 | 596 | 587
2017-08-30 23:30 | 500 | 480
2017-08-31 | 440 | 414
2017-08-31 00:30 | 405 | 373
2017-08-31 01:00 | 367 | 321
2017-08-31 01:30 | 337 | 283
2017-08-31 02:00 | 326 | 272
2017-08-31 02:30 | 319 | 261
2017-08-31 03:00 | 319 | 272
2017-08-31 03:30 | 322 | 278
2017-08-31 04:00 | 311 | 264
2017-08-31 04:30 | 276 | 225
2017-08-31 05:00 | 276 | 249
2017-08-31 05:30 | 331 | 313
2017-08-31 06:00 | 404 | 393
2017-08-31 06:30 | 448 | 437
2017-08-31 07:00 | 516 | 507
2017-08-31 07:30 | 575 | 571
2017-08-31 08:00 | 517 | 512
2017-08-31 08:30 | 449 | 441
2017-08-31 09:00 | 373 | 360
2017-08-31 09:30 | 312 | 290
2017-08-31 10:00 | 293 | 271
2017-08-31 10:30 | 263 | 238
2017-08-31 11:00 | 402 | 391
2017-08-31 11:30 | 497 | 491
2017-08-31 12:00 | 480 | 473
2017-08-31 12:30 | 498 | 491
2017-08-31 13:00 | 377 | 366
2017-08-31 13:30 | 279 | 260
2017-08-31 14:00 | 260 | 238
2017-08-31 14:30 | 287 | 267
2017-08-31 15:00 | 290 | 268
2017-08-31 15:30 | 329 | 313
2017-08-31 16:00 | 384 | 372
2017-08-31 16:30 | 445 | 435
2017-08-31 17:00 | 491 | 482
2017-08-31 17:30 | 549 | 542
2017-08-31 18:00 | 562 | 556
2017-08-31 18:30 | 614 | 610
2017-08-31 19:00 | 653 | 649
2017-08-31 19:30 | 627 | 623
2017-08-31 20:00 | 605 | 600
2017-08-31 20:30 | 558 | 550
2017-08-31 21:00 | 483 | 471
2017-08-31 21:30 | 444 | 429
2017-08-31 22:00 | 458 | 440
2017-08-31 22:30 | 555 | 546
2017-08-31 23:00 | 594 | 584
2017-08-31 23:30 | 507 | 492
2017-09-01 | 426 | 404
2017-09-01 00:30 | 379 | 345
2017-09-01 01:00 | 327 | 284
2017-09-01 01:30 | 303 | 257
2017-09-01 02:00 | 326 | 272
2017-09-01 02:30 | 323 | 264
2017-09-01 03:00 | 325 | 266
2017-09-01 03:30 | 324 | 266
2017-09-01 04:00 | 293 | 223
2017-09-01 04:30 | 298 | 232
2017-09-01 05:00 | 330 | 277
2017-09-01 05:30 | 345 | 297
2017-09-01 06:00 | 362 | 327
2017-09-01 06:30 | 365 | 339
2017-09-01 07:00 | 400 | 386
2017-09-01 07:30 | 465 | 459
2017-09-01 08:00 | 423 | 412
2017-09-01 08:30 | 379 | 359
2017-09-01 09:00 | 370 | 348
2017-09-01 09:30 | 356 | 337
2017-09-01 10:00 | 338 | 323
2017-09-01 10:30 | 284 | 266
2017-09-01 11:00 | 259 | 238
2017-09-01 11:30 | 266 | 245
2017-09-01 12:00 | 284 | 265
2017-09-01 12:30 | 266 | 244
2017-09-01 13:00 | 293 | 275
2017-09-01 13:30 | 271 | 250
2017-09-01 14:00 | 294 | 275
2017-09-01 14:30 | 281 | 261
2017-09-01 15:00 | 270 | 249
2017-09-01 15:30 | 313 | 298
2017-09-01 16:00 | 389 | 379
2017-09-01 16:30 | 457 | 449
2017-09-01 17:00 | 518 | 511
2017-09-01 17:30 | 539 | 533
2017-09-01 18:00 | 521 | 515
2017-09-01 18:30 | 529 | 524
2017-09-01 19:00 | 573 | 569
2017-09-01 19:30 | 586 | 582
2017-09-01 20:00 | 558 | 554
2017-09-01 20:30 | 539 | 534
2017-09-01 21:00 | 507 | 501
2017-09-01 21:30 | 538 | 528
2017-09-01 22:00 | 512 | 496
2017-09-01 22:30 | 507 | 491
2017-09-01 23:00 | 552 | 540
2017-09-01 23:30 | 487 | 469
2017-09-02 | 404 | 378
2017-09-02 00:30 | 367 | 328
2017-09-02 01:00 | 393 | 349
2017-09-02 01:30 | 376 | 322
2017-09-02 02:00 | 356 | 294
2017-09-02 02:30 | 362 | 302
2017-09-02 03:00 | 340 | 274
2017-09-02 03:30 | 348 | 283
2017-09-02 04:00 | 341 | 275
2017-09-02 04:30 | 340 | 273
2017-09-02 05:00 | 326 | 257
2017-09-02 05:30 | 328 | 278
2017-09-02 06:00 | 336 | 288
2017-09-02 06:30 | 310 | 257
2017-09-02 07:00 | 300 | 250
2017-09-02 07:30 | 320 | 278
2017-09-02 08:00 | 320 | 285
2017-09-02 08:30 | 305 | 269
2017-09-02 09:00 | 278 | 246
2017-09-02 09:30 | 276 | 246
2017-09-02 10:00 | 233 | 194
2017-09-02 10:30 | 223 | 203
2017-09-02 11:00 | 230 | 191
2017-09-02 11:30 | 232 | 189
2017-09-02 12:00 | 245 | 192
2017-09-02 12:30 | 234 | 173
2017-09-02 13:00 | 237 | 175
2017-09-02 13:30 | 242 | 172
2017-09-02 14:00 | 261 | 197
2017-09-02 14:30 | 264 | 201
2017-09-02 15:00 | 268 | 207
2017-09-02 15:30 | 302 | 253
2017-09-02 16:00 | 304 | 257
2017-09-02 16:30 | 348 | 313
2017-09-02 17:00 | 401 | 372
2017-09-02 17:30 | 432 | 411
2017-09-02 18:00 | 490 | 477
2017-09-02 18:30 | 589 | 583
2017-09-02 19:00 | 583 | 577
2017-09-02 19:30 | 594 | 587
2017-09-02 20:00 | 549 | 540
2017-09-02 20:30 | 551 | 544
2017-09-02 21:00 | 536 | 522
2017-09-02 21:30 | 498 | 477
2017-09-02 22:00 | 476 | 452
2017-09-02 22:30 | 531 | 512
2017-09-02 23:00 | 582 | 565
2017-09-02 23:30 | 523 | 498
2017-09-03 | 475 | 441
2017-09-03 00:30 | 398 | 351
2017-09-03 01:00 | 366 | 310
2017-09-03 01:30 | 337 | 272
2017-09-03 02:00 | 326 | 256
2017-09-03 02:30 | 344 | 279
2017-09-03 03:00 | 347 | 282
2017-09-03 03:30 | 369 | 311
2017-09-03 04:00 | 364 | 304
2017-09-03 04:30 | 379 | 323
2017-09-03 05:00 | 384 | 329
2017-09-03 05:30 | 374 | 318
2017-09-03 06:00 | 353 | 290
2017-09-03 06:30 | 290 | 201
2017-09-03 07:00 | 268 | 213
2017-09-03 07:30 | 238 | 185
2017-09-03 08:00 | 210 | 158
2017-09-03 08:30 | 220 | 174
2017-09-03 09:00 | 195 | 168
2017-09-03 09:30 | 215 | 191
2017-09-03 10:00 | 222 | 197
2017-09-03 10:30 | 213 | 187
2017-09-03 11:00 | 220 | 196
2017-09-03 11:30 | 222 | 176
2017-09-03 12:00 | 250 | 210
2017-09-03 12:30 | 298 | 256
2017-09-03 13:00 | 339 | 297
2017-09-03 13:30 | 333 | 290
2017-09-03 14:00 | 386 | 352
2017-09-03 14:30 | 366 | 328
2017-09-03 15:00 | 348 | 308
2017-09-03 15:30 | 372 | 337
2017-09-03 16:00 | 430 | 403
2017-09-03 16:30 | 490 | 470
2017-09-03 17:00 | 528 | 514
2017-09-03 17:30 | 565 | 555
2017-09-03 18:00 | 604 | 599
2017-09-03 18:30 | 662 | 658
2017-09-03 19:00 | 668 | 664
2017-09-03 19:30 | 628 | 622
2017-09-03 20:00 | 557 | 549
2017-09-03 20:30 | 540 | 532
2017-09-03 21:00 | 501 | 491
2017-09-03 21:30 | 454 | 438
2017-09-03 22:00 | 424 | 402
2017-09-03 22:30 | 498 | 482
2017-09-03 23:00 | 526 | 512
2017-09-03 23:30 | 473 | 448
2017-09-04 | 434 | 403
2017-09-04 00:30 | 399 | 351
2017-09-04 01:00 | 359 | 301
2017-09-04 01:30 | 332 | 267
2017-09-04 02:00 | 361 | 303
2017-09-04 02:30 | 399 | 349
2017-09-04 03:00 | 451 | 408
2017-09-04 03:30 | 448 | 399
2017-09-04 04:00 | 469 | 420
2017-09-04 04:30 | 452 | 400
2017-09-04 05:00 | 457 | 407
2017-09-04 05:30 | 466 | 421
2017-09-04 06:00 | 615 | 586
2017-09-04 06:30 | 595 | 569
2017-09-04 07:00 | 606 | 588
2017-09-04 07:30 | 582 | 566
2017-09-04 08:00 | 528 | 510
2017-09-04 08:30 | 494 | 474
2017-09-04 09:00 | 432 | 405
2017-09-04 09:30 | 404 | 374
2017-09-04 10:00 | 414 | 385
2017-09-04 10:30 | 398 | 367
2017-09-04 11:00 | 349 | 313
2017-09-04 11:30 | 351 | 317
2017-09-04 12:00 | 337 | 318
2017-09-04 12:30 | 342 | 323
2017-09-04 13:00 | 392 | 378
2017-09-04 13:30 | 450 | 434
2017-09-04 14:00 | 484 | 469
2017-09-04 14:30 | 517 | 504
2017-09-04 15:00 | 521 | 508
2017-09-04 15:30 | 568 | 557
2017-09-04 16:00 | 609 | 599
2017-09-04 16:30 | 636 | 627
2017-09-04 17:00 | 691 | 684
2017-09-04 17:30 | 735 | 728
2017-09-04 18:00 | 736 | 729
2017-09-04 18:30 | 778 | 774
2017-09-04 19:00 | 810 | 803
2017-09-04 19:30 | 781 | 772
2017-09-04 20:00 | 735 | 725
2017-09-04 20:30 | 712 | 704
2017-09-04 21:00 | 635 | 624
2017-09-04 21:30 | 567 | 554
2017-09-04 22:00 | 493 | 476
2017-09-04 22:30 | 560 | 546
2017-09-04 23:00 | 584 | 572
2017-09-04 23:30 | 525 | 510
2017-09-05 | 472 | 444
2017-09-05 00:30 | 442 | 401
2017-09-05 01:00 | 388 | 337
2017-09-05 01:30 | 352 | 291
2017-09-05 02:00 | 313 | 238
2017-09-05 02:30 | 343 | 280
2017-09-05 03:00 | 411 | 365
2017-09-05 03:30 | 400 | 350
2017-09-05 04:00 | 372 | 318
2017-09-05 04:30 | 411 | 365
2017-09-05 05:00 | 376 | 323
2017-09-05 05:30 | 348 | 298
2017-09-05 06:00 | 334 | 290
2017-09-05 06:30 | 395 | 371
2017-09-05 07:00 | 433 | 416
2017-09-05 07:30 | 484 | 474
2017-09-05 08:00 | 450 | 439
2017-09-05 08:30 | 384 | 360
2017-09-05 09:00 | 293 | 253
2017-09-05 09:30 | 270 | 234
2017-09-05 10:00 | 277 | 247
2017-09-05 10:30 | 263 | 232
2017-09-05 11:00 | 260 | 228
2017-09-05 11:30 | 303 | 278
2017-09-05 12:00 | 271 | 248
2017-09-05 12:30 | 288 | 271
2017-09-05 13:00 | 333 | 320
2017-09-05 13:30 | 270 | 249
2017-09-05 14:00 | 338 | 325
2017-09-05 14:30 | 354 | 341
2017-09-05 15:00 | 368 | 357
2017-09-05 15:30 | 410 | 402
2017-09-05 16:00 | 436 | 428
2017-09-05 16:30 | 546 | 542
2017-09-05 17:00 | 585 | 582
2017-09-05 17:30 | 639 | 637
2017-09-05 18:00 | 668 | 666
2017-09-05 18:30 | 704 | 703
2017-09-05 19:00 | 701 | 699
2017-09-05 19:30 | 673 | 671
2017-09-05 20:00 | 610 | 607
2017-09-05 20:30 | 590 | 586
2017-09-05 21:00 | 524 | 518
2017-09-05 21:30 | 491 | 480
2017-09-05 22:00 | 446 | 428
2017-09-05 22:30 | 521 | 508
2017-09-05 23:00 | 539 | 527
2017-09-05 23:30 | 467 | 450
2017-09-06 | 374 | 346
2017-09-06 00:30 | 296 | 253
2017-09-06 01:00 | 290 | 233
2017-09-06 01:30 | 271 | 208
2017-09-06 02:00 | 282 | 218
2017-09-06 02:30 | 318 | 271
2017-09-06 03:00 | 361 | 319
2017-09-06 03:30 | 444 | 406
2017-09-06 04:00 | 441 | 403
2017-09-06 04:30 | 435 | 396
2017-09-06 05:00 | 435 | 398
2017-09-06 05:30 | 432 | 399
2017-09-06 06:00 | 466 | 443
2017-09-06 06:30 | 521 | 509
2017-09-06 07:00 | 584 | 579
2017-09-06 07:30 | 611 | 604
2017-09-06 08:00 | 554 | 544
2017-09-06 08:30 | 491 | 478
2017-09-06 09:00 | 416 | 398
2017-09-06 09:30 | 343 | 317
2017-09-06 10:00 | 296 | 264
2017-09-06 10:30 | 259 | 219
2017-09-06 11:00 | 255 | 214
2017-09-06 11:30 | 234 | 188
2017-09-06 12:00 | 238 | 195
2017-09-06 12:30 | 241 | 197
2017-09-06 13:00 | 270 | 234
2017-09-06 13:30 | 315 | 276
2017-09-06 14:00 | 339 | 305
2017-09-06 14:30 | 344 | 311
2017-09-06 15:00 | 357 | 326
2017-09-06 15:30 | 392 | 366
2017-09-06 16:00 | 440 | 416
2017-09-06 16:30 | 524 | 507
2017-09-06 17:00 | 586 | 572
2017-09-06 17:30 | 622 | 609
2017-09-06 18:00 | 584 | 572
2017-09-06 18:30 | 622 | 616
2017-09-06 19:00 | 631 | 625
2017-09-06 19:30 | 585 | 577
2017-09-06 20:00 | 533 | 522
2017-09-06 20:30 | 510 | 498
2017-09-06 21:00 | 516 | 503
2017-09-06 21:30 | 502 | 492
2017-09-06 22:00 | 445 | 427
2017-09-06 22:30 | 524 | 511
2017-09-06 23:00 | 550 | 537
2017-09-06 23:30 | 484 | 468
2017-09-07 | 391 | 366
2017-09-07 00:30 | 377 | 349
2017-09-07 01:00 | 341 | 305
2017-09-07 01:30 | 325 | 278
2017-09-07 02:00 | 342 | 289
2017-09-07 02:30 | 366 | 318
2017-09-07 03:00 | 350 | 298
2017-09-07 03:30 | 354 | 304
2017-09-07 04:00 | 353 | 302
2017-09-07 04:30 | 343 | 291
2017-09-07 05:00 | 383 | 341
2017-09-07 05:30 | 448 | 423
2017-09-07 06:00 | 530 | 516
2017-09-07 06:30 | 553 | 543
2017-09-07 07:00 | 585 | 575
2017-09-07 07:30 | 578 | 569
2017-09-07 08:00 | 493 | 483
2017-09-07 08:30 | 394 | 377
2017-09-07 09:00 | 310 | 292
2017-09-07 09:30 | 270 | 246
2017-09-07 10:00 | 273 | 250
2017-09-07 10:30 | 254 | 229
2017-09-07 11:00 | 242 | 214
2017-09-07 11:30 | 253 | 229
2017-09-07 12:00 | 242 | 215
2017-09-07 12:30 | 245 | 218
2017-09-07 13:00 | 260 | 237
2017-09-07 13:30 | 249 | 224
2017-09-07 14:00 | 261 | 239
2017-09-07 14:30 | 269 | 249
2017-09-07 15:00 | 299 | 281
2017-09-07 15:30 | 340 | 326
2017-09-07 16:00 | 408 | 398
2017-09-07 16:30 | 401 | 391
2017-09-07 17:00 | 436 | 427
2017-09-07 17:30 | 459 | 451
2017-09-07 18:00 | 513 | 508
2017-09-07 18:30 | 582 | 578
2017-09-07 19:00 | 617 | 614
2017-09-07 19:30 | 576 | 572
2017-09-07 20:00 | 538 | 532
2017-09-07 20:30 | 505 | 498
2017-09-07 21:00 | 417 | 406
2017-09-07 21:30 | 376 | 362
2017-09-07 22:00 | 335 | 314
2017-09-07 22:30 | 448 | 432
2017-09-07 23:00 | 554 | 540
2017-09-07 23:30 | 464 | 448
2017-09-08 | 388 | 365
2017-09-08 00:30 | 370 | 334
2017-09-08 01:00 | 332 | 280
2017-09-08 01:30 | 290 | 239
2017-09-08 02:00 | 274 | 219
2017-09-08 02:30 | 284 | 233
2017-09-08 03:00 | 285 | 235
2017-09-08 03:30 | 290 | 240
2017-09-08 04:00 | 300 | 253
2017-09-08 04:30 | 305 | 260
2017-09-08 05:00 | 332 | 294
2017-09-08 05:30 | 391 | 363
2017-09-08 06:00 | 471 | 462
2017-09-08 06:30 | 487 | 479
2017-09-08 07:00 | 533 | 527
2017-09-08 07:30 | 518 | 512
2017-09-08 08:00 | 468 | 459
2017-09-08 08:30 | 437 | 427
2017-09-08 09:00 | 348 | 330
2017-09-08 09:30 | 275 | 250
2017-09-08 10:00 | 242 | 223
2017-09-08 10:30 | 253 | 235
2017-09-08 11:00 | 248 | 229
2017-09-08 11:30 | 243 | 224
2017-09-08 12:00 | 238 | 218
2017-09-08 12:30 | 246 | 227
2017-09-08 13:00 | 251 | 232
2017-09-08 13:30 | 249 | 232
2017-09-08 14:00 | 249 | 237
2017-09-08 14:30 | 253 | 242
2017-09-08 15:00 | 263 | 253
2017-09-08 15:30 | 303 | 295
2017-09-08 16:00 | 355 | 350
2017-09-08 16:30 | 422 | 419
2017-09-08 17:00 | 482 | 480
2017-09-08 17:30 | 508 | 506
2017-09-08 18:00 | 534 | 533
2017-09-08 18:30 | 572 | 570
2017-09-08 19:00 | 576 | 573
2017-09-08 19:30 | 526 | 522
2017-09-08 20:00 | 503 | 499
2017-09-08 20:30 | 474 | 468
2017-09-08 21:00 | 420 | 412
2017-09-08 21:30 | 405 | 389
2017-09-08 22:00 | 388 | 368
2017-09-08 22:30 | 402 | 382
2017-09-08 23:00 | 455 | 441
2017-09-08 23:30 | 394 | 372
2017-09-09 | 354 | 325
2017-09-09 00:30 | 374 | 340
2017-09-09 01:00 | 355 | 313
2017-09-09 01:30 | 312 | 260
2017-09-09 02:00 | 294 | 242
2017-09-09 02:30 | 307 | 257
2017-09-09 03:00 | 306 | 240
2017-09-09 03:30 | 298 | 231
2017-09-09 04:00 | 274 | 194
2017-09-09 04:30 | 262 | 178
2017-09-09 05:00 | 241 | 173
2017-09-09 05:30 | 248 | 188
2017-09-09 06:00 | 269 | 217
2017-09-09 06:30 | 284 | 237
2017-09-09 07:00 | 296 | 254
2017-09-09 07:30 | 283 | 238
2017-09-09 08:00 | 265 | 214
2017-09-09 08:30 | 250 | 210
2017-09-09 09:00 | 234 | 191
2017-09-09 09:30 | 211 | 172
2017-09-09 10:00 | 220 | 185
2017-09-09 10:30 | 213 | 175
2017-09-09 11:00 | 195 | 150
2017-09-09 11:30 | 198 | 157
2017-09-09 12:00 | 182 | 136
2017-09-09 12:30 | 191 | 145
2017-09-09 13:00 | 211 | 158
2017-09-09 13:30 | 232 | 185
2017-09-09 14:00 | 234 | 188
2017-09-09 14:30 | 242 | 200
2017-09-09 15:00 | 248 | 206
2017-09-09 15:30 | 255 | 215
2017-09-09 16:00 | 260 | 234
2017-09-09 16:30 | 326 | 309
2017-09-09 17:00 | 391 | 380
2017-09-09 17:30 | 437 | 428
2017-09-09 18:00 | 468 | 461
2017-09-09 18:30 | 525 | 520
2017-09-09 19:00 | 550 | 545
2017-09-09 19:30 | 489 | 482
2017-09-09 20:00 | 454 | 447
2017-09-09 20:30 | 435 | 426
2017-09-09 21:00 | 392 | 381
2017-09-09 21:30 | 385 | 368
2017-09-09 22:00 | 377 | 359
2017-09-09 22:30 | 467 | 450
2017-09-09 23:00 | 517 | 502
2017-09-09 23:30 | 450 | 430
2017-09-10 | 371 | 343
2017-09-10 00:30 | 322 | 284
2017-09-10 01:00 | 290 | 232
2017-09-10 01:30 | 251 | 172
2017-09-10 02:00 | 239 | 151
2017-09-10 02:30 | 240 | 156
2017-09-10 03:00 | 241 | 149
2017-09-10 03:30 | 232 | 131
2017-09-10 04:00 | 218 | 95
2017-09-10 04:30 | 213 | 74
2017-09-10 05:00 | 196 | 74
2017-09-10 05:30 | 193 | 99
2017-09-10 06:00 | 206 | 131
2017-09-10 06:30 | 206 | 127
2017-09-10 07:00 | 203 | 124
2017-09-10 07:30 | 183 | 78
2017-09-10 08:00 | 169 | 96
2017-09-10 08:30 | 161 | 95
2017-09-10 09:00 | 134 | 97
2017-09-10 09:30 | 126 | 84
2017-09-10 10:00 | 124 | 81
2017-09-10 10:30 | 130 | 93
2017-09-10 11:00 | 122 | 78
2017-09-10 11:30 | 122 | 77
2017-09-10 12:00 | 118 | 71
2017-09-10 12:30 | 118 | 71
2017-09-10 13:00 | 125 | 75
2017-09-10 13:30 | 144 | 88
2017-09-10 14:00 | 147 | 94
2017-09-10 14:30 | 157 | 108
2017-09-10 15:00 | 177 | 136
2017-09-10 15:30 | 198 | 164
2017-09-10 16:00 | 197 | 166
2017-09-10 16:30 | 228 | 213
2017-09-10 17:00 | 310 | 296
2017-09-10 17:30 | 387 | 371
2017-09-10 18:00 | 446 | 434
2017-09-10 18:30 | 521 | 513
2017-09-10 19:00 | 556 | 548
2017-09-10 19:30 | 542 | 534
2017-09-10 20:00 | 516 | 506
2017-09-10 20:30 | 471 | 459
2017-09-10 21:00 | 421 | 406
2017-09-10 21:30 | 393 | 376
2017-09-10 22:00 | 352 | 332
2017-09-10 22:30 | 409 | 393
2017-09-10 23:00 | 442 | 427
2017-09-10 23:30 | 384 | 363
2017-09-11 | 406 | 368
2017-09-11 00:30 | 352 | 300
2017-09-11 01:00 | 315 | 252
2017-09-11 01:30 | 301 | 240
2017-09-11 02:00 | 286 | 232
2017-09-11 02:30 | 319 | 261
2017-09-11 03:00 | 327 | 270
2017-09-11 03:30 | 331 | 275
2017-09-11 04:00 | 328 | 272
2017-09-11 04:30 | 330 | 275
2017-09-11 05:00 | 331 | 278
2017-09-11 05:30 | 406 | 371
2017-09-11 06:00 | 482 | 458
2017-09-11 06:30 | 525 | 507
2017-09-11 07:00 | 551 | 539
2017-09-11 07:30 | 580 | 575
2017-09-11 08:00 | 527 | 522
2017-09-11 08:30 | 467 | 460
2017-09-11 09:00 | 406 | 396
2017-09-11 09:30 | 346 | 333
2017-09-11 10:00 | 301 | 284
2017-09-11 10:30 | 294 | 277
2017-09-11 11:00 | 267 | 247
2017-09-11 11:30 | 272 | 253
2017-09-11 12:00 | 267 | 247
2017-09-11 12:30 | 274 | 255
2017-09-11 13:00 | 279 | 261
2017-09-11 13:30 | 301 | 286
2017-09-11 14:00 | 338 | 326
2017-09-11 14:30 | 370 | 361
2017-09-11 15:00 | 385 | 377
2017-09-11 15:30 | 429 | 422
2017-09-11 16:00 | 504 | 499
2017-09-11 16:30 | 550 | 546
2017-09-11 17:00 | 605 | 601
2017-09-11 17:30 | 657 | 651
2017-09-11 18:00 | 682 | 678
2017-09-11 18:30 | 746 | 743
2017-09-11 19:00 | 776 | 774
2017-09-11 19:30 | 750 | 746
2017-09-11 20:00 | 712 | 708
2017-09-11 20:30 | 690 | 685
2017-09-11 21:00 | 629 | 622
2017-09-11 21:30 | 604 | 596
2017-09-11 22:00 | 562 | 554
2017-09-11 22:30 | 602 | 594
2017-09-11 23:00 | 627 | 619
2017-09-11 23:30 | 550 | 536
2017-09-12 | 508 | 490
2017-09-12 00:30 | 452 | 424
2017-09-12 01:00 | 397 | 357
2017-09-12 01:30 | 373 | 328
2017-09-12 02:00 | 359 | 311
2017-09-12 02:30 | 343 | 292
2017-09-12 03:00 | 345 | 294
2017-09-12 03:30 | 354 | 305
2017-09-12 04:00 | 353 | 304
2017-09-12 04:30 | 344 | 296
2017-09-12 05:00 | 355 | 309
2017-09-12 05:30 | 424 | 393
2017-09-12 06:00 | 497 | 474
2017-09-12 06:30 | 499 | 481
2017-09-12 07:00 | 554 | 546
2017-09-12 07:30 | 557 | 549
2017-09-12 08:00 | 521 | 513
2017-09-12 08:30 | 448 | 435
2017-09-12 09:00 | 383 | 365
2017-09-12 09:30 | 284 | 257
2017-09-12 10:00 | 269 | 240
2017-09-12 10:30 | 290 | 266
2017-09-12 11:00 | 285 | 259
2017-09-12 11:30 | 282 | 257
2017-09-12 12:00 | 292 | 268
2017-09-12 12:30 | 310 | 289
2017-09-12 13:00 | 359 | 342
2017-09-12 13:30 | 400 | 387
2017-09-12 14:00 | 434 | 422
2017-09-12 14:30 | 454 | 444
2017-09-12 15:00 | 475 | 467
2017-09-12 15:30 | 475 | 466
2017-09-12 16:00 | 540 | 535
2017-09-12 16:30 | 599 | 596
2017-09-12 17:00 | 645 | 643
2017-09-12 17:30 | 684 | 682
2017-09-12 18:00 | 719 | 717
2017-09-12 18:30 | 779 | 778
2017-09-12 19:00 | 814 | 814
2017-09-12 19:30 | 755 | 754
2017-09-12 20:00 | 692 | 691
2017-09-12 20:30 | 653 | 651
2017-09-12 21:00 | 615 | 613
2017-09-12 21:30 | 580 | 573
2017-09-12 22:00 | 545 | 536
2017-09-12 22:30 | 574 | 565
2017-09-12 23:00 | 585 | 576
2017-09-12 23:30 | 527 | 516
2017-09-13 | 452 | 423
2017-09-13 00:30 | 372 | 328
2017-09-13 01:00 | 314 | 257
2017-09-13 01:30 | 304 | 249
2017-09-13 02:00 | 301 | 257
2017-09-13 02:30 | 310 | 268
2017-09-13 03:00 | 297 | 250
2017-09-13 03:30 | 306 | 262
2017-09-13 04:00 | 347 | 300
2017-09-13 04:30 | 389 | 350
2017-09-13 05:00 | 400 | 364
2017-09-13 05:30 | 443 | 415
2017-09-13 06:00 | 502 | 486
2017-09-13 06:30 | 521 | 506
2017-09-13 07:00 | 587 | 576
2017-09-13 07:30 | 650 | 645
2017-09-13 08:00 | 621 | 614
2017-09-13 08:30 | 571 | 560
2017-09-13 09:00 | 519 | 504
2017-09-13 09:30 | 459 | 441
2017-09-13 10:00 | 420 | 399
2017-09-13 10:30 | 388 | 363
2017-09-13 11:00 | 385 | 359
2017-09-13 11:30 | 368 | 344
2017-09-13 12:00 | 373 | 355
2017-09-13 12:30 | 400 | 384
2017-09-13 13:00 | 464 | 452
2017-09-13 13:30 | 472 | 461
2017-09-13 14:00 | 500 | 490
2017-09-13 14:30 | 527 | 519
2017-09-13 15:00 | 544 | 537
2017-09-13 15:30 | 549 | 541
2017-09-13 16:00 | 595 | 590
2017-09-13 16:30 | 622 | 616
2017-09-13 17:00 | 657 | 653
2017-09-13 17:30 | 676 | 672
2017-09-13 18:00 | 700 | 696
2017-09-13 18:30 | 767 | 764
2017-09-13 19:00 | 785 | 782
2017-09-13 19:30 | 731 | 726
2017-09-13 20:00 | 688 | 683
2017-09-13 20:30 | 679 | 674
2017-09-13 21:00 | 672 | 666
2017-09-13 21:30 | 586 | 578
2017-09-13 22:00 | 551 | 542
2017-09-13 22:30 | 635 | 627
2017-09-13 23:00 | 719 | 712
2017-09-13 23:30 | 682 | 673
2017-09-14 | 586 | 569
2017-09-14 00:30 | 526 | 502
2017-09-14 01:00 | 461 | 430
2017-09-14 01:30 | 369 | 325
2017-09-14 02:00 | 353 | 306
2017-09-14 02:30 | 371 | 327
2017-09-14 03:00 | 391 | 350
2017-09-14 03:30 | 379 | 337
2017-09-14 04:00 | 368 | 324
2017-09-14 04:30 | 382 | 340
2017-09-14 05:00 | 401 | 363
2017-09-14 05:30 | 436 | 405
2017-09-14 06:00 | 481 | 455
2017-09-14 06:30 | 494 | 474
2017-09-14 07:00 | 540 | 529
2017-09-14 07:30 | 577 | 570
2017-09-14 08:00 | 580 | 572
2017-09-14 08:30 | 577 | 570
2017-09-14 09:00 | 541 | 532
2017-09-14 09:30 | 480 | 467
2017-09-14 10:00 | 427 | 411
2017-09-14 10:30 | 320 | 291
2017-09-14 11:00 | 282 | 247
2017-09-14 11:30 | 266 | 227
2017-09-14 12:00 | 301 | 270
2017-09-14 12:30 | 293 | 262
2017-09-14 13:00 | 275 | 241
2017-09-14 13:30 | 276 | 241
2017-09-14 14:00 | 289 | 257
2017-09-14 14:30 | 387 | 368
2017-09-14 15:00 | 445 | 429
2017-09-14 15:30 | 470 | 456
2017-09-14 16:00 | 535 | 524
2017-09-14 16:30 | 637 | 630
2017-09-14 17:00 | 663 | 657
2017-09-14 17:30 | 687 | 682
2017-09-14 18:00 | 732 | 728
2017-09-14 18:30 | 775 | 772
2017-09-14 19:00 | 791 | 788
2017-09-14 19:30 | 736 | 732
2017-09-14 20:00 | 659 | 653
2017-09-14 20:30 | 642 | 636
2017-09-14 21:00 | 618 | 610
2017-09-14 21:30 | 575 | 568
2017-09-14 22:00 | 539 | 529
2017-09-14 22:30 | 575 | 566
2017-09-14 23:00 | 583 | 574
2017-09-14 23:30 | 503 | 488
2017-09-15 | 431 | 405
2017-09-15 00:30 | 402 | 363
2017-09-15 01:00 | 360 | 320
2017-09-15 01:30 | 305 | 259
2017-09-15 02:00 | 289 | 237
2017-09-15 02:30 | 337 | 295
2017-09-15 03:00 | 411 | 373
2017-09-15 03:30 | 445 | 412
2017-09-15 04:00 | 463 | 432
2017-09-15 04:30 | 488 | 460
2017-09-15 05:00 | 462 | 432
2017-09-15 05:30 | 510 | 488
2017-09-15 06:00 | 589 | 572
2017-09-15 06:30 | 659 | 650
2017-09-15 07:00 | 713 | 707
2017-09-15 07:30 | 703 | 698
2017-09-15 08:00 | 625 | 617
2017-09-15 08:30 | 571 | 560
2017-09-15 09:00 | 503 | 488
2017-09-15 09:30 | 424 | 403
2017-09-15 10:00 | 378 | 351
2017-09-15 10:30 | 335 | 304
2017-09-15 11:00 | 312 | 278
2017-09-15 11:30 | 296 | 261
2017-09-15 12:00 | 277 | 247
2017-09-15 12:30 | 295 | 268
2017-09-15 13:00 | 307 | 283
2017-09-15 13:30 | 308 | 283
2017-09-15 14:00 | 336 | 315
2017-09-15 14:30 | 330 | 308
2017-09-15 15:00 | 364 | 346
2017-09-15 15:30 | 398 | 383
2017-09-15 16:00 | 458 | 446
2017-09-15 16:30 | 527 | 519
2017-09-15 17:00 | 598 | 592
2017-09-15 17:30 | 654 | 648
2017-09-15 18:00 | 688 | 683
2017-09-15 18:30 | 738 | 735
2017-09-15 19:00 | 771 | 768
2017-09-15 19:30 | 739 | 735
2017-09-15 20:00 | 708 | 704
2017-09-15 20:30 | 677 | 672
2017-09-15 21:00 | 632 | 626
2017-09-15 21:30 | 580 | 575
2017-09-15 22:00 | 538 | 529
2017-09-15 22:30 | 630 | 624
2017-09-15 23:00 | 679 | 673
2017-09-15 23:30 | 621 | 608
2017-09-16 | 542 | 520
2017-09-16 00:30 | 455 | 424
2017-09-16 01:00 | 430 | 395
2017-09-16 01:30 | 408 | 370
2017-09-16 02:00 | 380 | 337
2017-09-16 02:30 | 336 | 290
2017-09-16 03:00 | 324 | 281
2017-09-16 03:30 | 321 | 278
2017-09-16 04:00 | 343 | 293
2017-09-16 04:30 | 334 | 281
2017-09-16 05:00 | 388 | 347
2017-09-16 05:30 | 415 | 379
2017-09-16 06:00 | 439 | 413
2017-09-16 06:30 | 428 | 402
2017-09-16 07:00 | 417 | 391
2017-09-16 07:30 | 383 | 354
2017-09-16 08:00 | 334 | 299
2017-09-16 08:30 | 311 | 278
2017-09-16 09:00 | 281 | 254
2017-09-16 09:30 | 255 | 228
2017-09-16 10:00 | 236 | 206
2017-09-16 10:30 | 226 | 214
2017-09-16 11:00 | 206 | 191
2017-09-16 11:30 | 214 | 195
2017-09-16 12:00 | 223 | 190
2017-09-16 12:30 | 217 | 184
2017-09-16 13:00 | 211 | 174
2017-09-16 13:30 | 215 | 186
2017-09-16 14:00 | 216 | 192
2017-09-16 14:30 | 228 | 207
2017-09-16 15:00 | 245 | 226
2017-09-16 15:30 | 272 | 257
2017-09-16 16:00 | 324 | 313
2017-09-16 16:30 | 398 | 391
2017-09-16 17:00 | 483 | 479
2017-09-16 17:30 | 540 | 537
2017-09-16 18:00 | 562 | 559
2017-09-16 18:30 | 607 | 606
2017-09-16 19:00 | 591 | 590
2017-09-16 19:30 | 561 | 558
2017-09-16 20:00 | 517 | 514
2017-09-16 20:30 | 490 | 485
2017-09-16 21:00 | 448 | 443
2017-09-16 21:30 | 451 | 437
2017-09-16 22:00 | 481 | 464
2017-09-16 22:30 | 573 | 561
2017-09-16 23:00 | 602 | 592
2017-09-16 23:30 | 558 | 546
2017-09-17 | 485 | 463
2017-09-17 00:30 | 390 | 357
2017-09-17 01:00 | 311 | 265
2017-09-17 01:30 | 298 | 248
2017-09-17 02:00 | 328 | 273
2017-09-17 02:30 | 334 | 276
2017-09-17 03:00 | 331 | 272
2017-09-17 03:30 | 324 | 262
2017-09-17 04:00 | 304 | 232
2017-09-17 04:30 | 297 | 222
2017-09-17 05:00 | 300 | 228
2017-09-17 05:30 | 310 | 243
2017-09-17 06:00 | 292 | 215
2017-09-17 06:30 | 263 | 181
2017-09-17 07:00 | 251 | 177
2017-09-17 07:30 | 228 | 163
2017-09-17 08:00 | 228 | 188
2017-09-17 08:30 | 225 | 194
2017-09-17 09:00 | 232 | 202
2017-09-17 09:30 | 234 | 191
2017-09-17 10:00 | 233 | 188
2017-09-17 10:30 | 266 | 231
2017-09-17 11:00 | 272 | 238
2017-09-17 11:30 | 268 | 233
2017-09-17 12:00 | 237 | 193
2017-09-17 12:30 | 254 | 216
2017-09-17 13:00 | 278 | 245
2017-09-17 13:30 | 299 | 268
2017-09-17 14:00 | 259 | 219
2017-09-17 14:30 | 275 | 240
2017-09-17 15:00 | 300 | 270
2017-09-17 15:30 | 319 | 293
2017-09-17 16:00 | 334 | 311
2017-09-17 16:30 | 349 | 328
2017-09-17 17:00 | 410 | 394
2017-09-17 17:30 | 457 | 445
2017-09-17 18:00 | 501 | 492
2017-09-17 18:30 | 614 | 608
2017-09-17 19:00 | 648 | 643
2017-09-17 19:30 | 596 | 588
2017-09-17 20:00 | 576 | 567
2017-09-17 20:30 | 572 | 563
2017-09-17 21:00 | 548 | 538
2017-09-17 21:30 | 497 | 484
2017-09-17 22:00 | 458 | 443
2017-09-17 22:30 | 529 | 517
2017-09-17 23:00 | 578 | 563
2017-09-17 23:30 | 513 | 494
2017-09-18 | 448 | 420
2017-09-18 00:30 | 387 | 346
2017-09-18 01:00 | 342 | 290
2017-09-18 01:30 | 306 | 247
2017-09-18 02:00 | 300 | 239
2017-09-18 02:30 | 313 | 256
2017-09-18 03:00 | 313 | 256
2017-09-18 03:30 | 335 | 284
2017-09-18 04:00 | 333 | 282
2017-09-18 04:30 | 327 | 274
2017-09-18 05:00 | 340 | 293
2017-09-18 05:30 | 409 | 376
2017-09-18 06:00 | 470 | 443
2017-09-18 06:30 | 512 | 490
2017-09-18 07:00 | 532 | 518
2017-09-18 07:30 | 524 | 513
2017-09-18 08:00 | 473 | 463
2017-09-18 08:30 | 456 | 445
2017-09-18 09:00 | 428 | 416
2017-09-18 09:30 | 440 | 428
2017-09-18 10:00 | 405 | 389
2017-09-18 10:30 | 338 | 316
2017-09-18 11:00 | 300 | 274
2017-09-18 11:30 | 287 | 260
2017-09-18 12:00 | 261 | 239
2017-09-18 12:30 | 282 | 264
2017-09-18 13:00 | 324 | 309
2017-09-18 13:30 | 343 | 330
2017-09-18 14:00 | 346 | 332
2017-09-18 14:30 | 353 | 335
2017-09-18 15:00 | 373 | 358
2017-09-18 15:30 | 387 | 372
2017-09-18 16:00 | 475 | 465
2017-09-18 16:30 | 562 | 555
2017-09-18 17:00 | 632 | 628
2017-09-18 17:30 | 715 | 711
2017-09-18 18:00 | 750 | 747
2017-09-18 18:30 | 774 | 771
2017-09-18 19:00 | 800 | 797
2017-09-18 19:30 | 721 | 717
2017-09-18 20:00 | 659 | 653
2017-09-18 20:30 | 647 | 641
2017-09-18 21:00 | 599 | 591
2017-09-18 21:30 | 516 | 506
2017-09-18 22:00 | 441 | 426
2017-09-18 22:30 | 526 | 515
2017-09-18 23:00 | 579 | 570
2017-09-18 23:30 | 534 | 520
2017-09-19 | 469 | 448
2017-09-19 00:30 | 385 | 348
2017-09-19 01:00 | 350 | 303
2017-09-19 01:30 | 339 | 289
2017-09-19 02:00 | 350 | 288
2017-09-19 02:30 | 359 | 299
2017-09-19 03:00 | 339 | 274
2017-09-19 03:30 | 334 | 269
2017-09-19 04:00 | 326 | 260
2017-09-19 04:30 | 318 | 248
2017-09-19 05:00 | 330 | 268
2017-09-19 05:30 | 378 | 343
2017-09-19 06:00 | 454 | 427
2017-09-19 06:30 | 455 | 434
2017-09-19 07:00 | 483 | 468
2017-09-19 07:30 | 463 | 447
2017-09-19 08:00 | 400 | 381
2017-09-19 08:30 | 376 | 360
2017-09-19 09:00 | 356 | 340
2017-09-19 09:30 | 332 | 320
2017-09-19 10:00 | 293 | 278
2017-09-19 10:30 | 290 | 274
2017-09-19 11:00 | 302 | 288
2017-09-19 11:30 | 319 | 308
2017-09-19 12:00 | 321 | 311
2017-09-19 12:30 | 320 | 309
2017-09-19 13:00 | 371 | 362
2017-09-19 13:30 | 393 | 381
2017-09-19 14:00 | 411 | 401
2017-09-19 14:30 | 435 | 426
2017-09-19 15:00 | 494 | 487
2017-09-19 15:30 | 521 | 515
2017-09-19 16:00 | 551 | 546
2017-09-19 16:30 | 564 | 559
2017-09-19 17:00 | 618 | 613
2017-09-19 17:30 | 662 | 658
2017-09-19 18:00 | 700 | 698
2017-09-19 18:30 | 750 | 747
2017-09-19 19:00 | 768 | 764
2017-09-19 19:30 | 728 | 724
2017-09-19 20:00 | 691 | 687
2017-09-19 20:30 | 682 | 677
2017-09-19 21:00 | 613 | 607
2017-09-19 21:30 | 573 | 565
2017-09-19 22:00 | 538 | 528
2017-09-19 22:30 | 555 | 546
2017-09-19 23:00 | 583 | 575
2017-09-19 23:30 | 517 | 505
2017-09-20 | 468 | 453
2017-09-20 00:30 | 374 | 349
2017-09-20 01:00 | 332 | 295
2017-09-20 01:30 | 313 | 253
2017-09-20 02:00 | 301 | 236
2017-09-20 02:30 | 287 | 214
2017-09-20 03:00 | 301 | 236
2017-09-20 03:30 | 319 | 260
2017-09-20 04:00 | 359 | 311
2017-09-20 04:30 | 308 | 247
2017-09-20 05:00 | 327 | 275
2017-09-20 05:30 | 338 | 293
2017-09-20 06:00 | 379 | 342
2017-09-20 06:30 | 434 | 408
2017-09-20 07:00 | 480 | 464
2017-09-20 07:30 | 475 | 461
2017-09-20 08:00 | 440 | 427
2017-09-20 08:30 | 415 | 401
2017-09-20 09:00 | 394 | 380
2017-09-20 09:30 | 349 | 331
2017-09-20 10:00 | 317 | 296
2017-09-20 10:30 | 340 | 323
2017-09-20 11:00 | 318 | 299
2017-09-20 11:30 | 328 | 310
2017-09-20 12:00 | 331 | 313
2017-09-20 12:30 | 339 | 322
2017-09-20 13:00 | 360 | 345
2017-09-20 13:30 | 364 | 349
2017-09-20 14:00 | 393 | 381
2017-09-20 14:30 | 397 | 385
2017-09-20 15:00 | 406 | 394
2017-09-20 15:30 | 448 | 438
2017-09-20 16:00 | 486 | 478
2017-09-20 16:30 | 507 | 500
2017-09-20 17:00 | 556 | 550
2017-09-20 17:30 | 613 | 608
2017-09-20 18:00 | 642 | 638
2017-09-20 18:30 | 670 | 667
2017-09-20 19:00 | 705 | 702
2017-09-20 19:30 | 672 | 668
2017-09-20 20:00 | 671 | 667
2017-09-20 20:30 | 643 | 638
2017-09-20 21:00 | 577 | 570
2017-09-20 21:30 | 551 | 540
2017-09-20 22:00 | 542 | 531
2017-09-20 22:30 | 586 | 577
2017-09-20 23:00 | 603 | 592
2017-09-20 23:30 | 493 | 475
2017-09-21 | 427 | 402
2017-09-21 00:30 | 336 | 298
2017-09-21 01:00 | 345 | 301
2017-09-21 01:30 | 319 | 262
2017-09-21 02:00 | 289 | 235
2017-09-21 02:30 | 312 | 266
2017-09-21 03:00 | 323 | 263
2017-09-21 03:30 | 319 | 259
2017-09-21 04:00 | 315 | 254
2017-09-21 04:30 | 319 | 262
2017-09-21 05:00 | 338 | 290
2017-09-21 05:30 | 357 | 315
2017-09-21 06:00 | 399 | 366
2017-09-21 06:30 | 457 | 438
2017-09-21 07:00 | 468 | 456
2017-09-21 07:30 | 468 | 463
2017-09-21 08:00 | 462 | 455
2017-09-21 08:30 | 432 | 425
2017-09-21 09:00 | 411 | 403
2017-09-21 09:30 | 440 | 429
2017-09-21 10:00 | 408 | 394
2017-09-21 10:30 | 371 | 354
2017-09-21 11:00 | 360 | 342
2017-09-21 11:30 | 373 | 356
2017-09-21 12:00 | 375 | 357
2017-09-21 12:30 | 376 | 359
2017-09-21 13:00 | 392 | 376
2017-09-21 13:30 | 416 | 402
2017-09-21 14:00 | 445 | 433
2017-09-21 14:30 | 443 | 432
2017-09-21 15:00 | 414 | 400
2017-09-21 15:30 | 453 | 442
2017-09-21 16:00 | 449 | 437
2017-09-21 16:30 | 485 | 475
2017-09-21 17:00 | 517 | 509
2017-09-21 17:30 | 545 | 537
2017-09-21 18:00 | 600 | 594
2017-09-21 18:30 | 649 | 644
2017-09-21 19:00 | 647 | 642
2017-09-21 19:30 | 624 | 618
2017-09-21 20:00 | 613 | 605
2017-09-21 20:30 | 570 | 560
2017-09-21 21:00 | 501 | 489
2017-09-21 21:30 | 515 | 498
2017-09-21 22:00 | 491 | 472
2017-09-21 22:30 | 556 | 542
2017-09-21 23:00 | 568 | 558
2017-09-21 23:30 | 476 | 460
2017-09-22 | 398 | 375
2017-09-22 00:30 | 343 | 306
2017-09-22 01:00 | 302 | 252
2017-09-22 01:30 | 288 | 235
2017-09-22 02:00 | 282 | 227
2017-09-22 02:30 | 314 | 269
2017-09-22 03:00 | 307 | 260
2017-09-22 03:30 | 321 | 278
2017-09-22 04:00 | 304 | 257
2017-09-22 04:30 | 331 | 290
2017-09-22 05:00 | 328 | 288
2017-09-22 05:30 | 338 | 301
2017-09-22 06:00 | 396 | 367
2017-09-22 06:30 | 424 | 400
2017-09-22 07:00 | 466 | 453
2017-09-22 07:30 | 468 | 460
2017-09-22 08:00 | 435 | 425
2017-09-22 08:30 | 457 | 449
2017-09-22 09:00 | 451 | 439
2017-09-22 09:30 | 438 | 424
2017-09-22 10:00 | 417 | 402
2017-09-22 10:30 | 379 | 360
2017-09-22 11:00 | 393 | 379
2017-09-22 11:30 | 423 | 410
2017-09-22 12:00 | 407 | 394
2017-09-22 12:30 | 408 | 395
2017-09-22 13:00 | 446 | 435
2017-09-22 13:30 | 443 | 432
2017-09-22 14:00 | 535 | 528
2017-09-22 14:30 | 560 | 554
2017-09-22 15:00 | 609 | 603
2017-09-22 15:30 | 673 | 669
2017-09-22 16:00 | 645 | 639
2017-09-22 16:30 | 650 | 644
2017-09-22 17:00 | 649 | 644
2017-09-22 17:30 | 665 | 659
2017-09-22 18:00 | 634 | 628
2017-09-22 18:30 | 631 | 625
2017-09-22 19:00 | 638 | 632
2017-09-22 19:30 | 644 | 638
2017-09-22 20:00 | 616 | 612
2017-09-22 20:30 | 540 | 534
2017-09-22 21:00 | 538 | 532
2017-09-22 21:30 | 513 | 503
2017-09-22 22:00 | 461 | 448
2017-09-22 22:30 | 519 | 509
2017-09-22 23:00 | 593 | 581
2017-09-22 23:30 | 526 | 510
2017-09-23 | 448 | 422
2017-09-23 00:30 | 370 | 329
2017-09-23 01:00 | 320 | 276
2017-09-23 01:30 | 276 | 226
2017-09-23 02:00 | 277 | 225
2017-09-23 02:30 | 287 | 242
2017-09-23 03:00 | 279 | 216
2017-09-23 03:30 | 260 | 197
2017-09-23 04:00 | 238 | 171
2017-09-23 04:30 | 252 | 195
2017-09-23 05:00 | 272 | 224
2017-09-23 05:30 | 252 | 197
2017-09-23 06:00 | 227 | 178
2017-09-23 06:30 | 225 | 177
2017-09-23 07:00 | 221 | 180
2017-09-23 07:30 | 201 | 178
2017-09-23 08:00 | 206 | 193
2017-09-23 08:30 | 212 | 202
2017-09-23 09:00 | 208 | 197
2017-09-23 09:30 | 204 | 193
2017-09-23 10:00 | 204 | 194
2017-09-23 10:30 | 171 | 160
2017-09-23 11:00 | 126 | 113
2017-09-23 11:30 | 125 | 112
2017-09-23 12:00 | 133 | 121
2017-09-23 12:30 | 125 | 113
2017-09-23 13:00 | 199 | 192
2017-09-23 13:30 | 277 | 272
2017-09-23 14:00 | 274 | 269
2017-09-23 14:30 | 338 | 336
2017-09-23 15:00 | 293 | 290
2017-09-23 15:30 | 281 | 278
2017-09-23 16:00 | 317 | 315
2017-09-23 16:30 | 417 | 416
2017-09-23 17:00 | 511 | 510
2017-09-23 17:30 | 552 | 552
2017-09-23 18:00 | 561 | 561
2017-09-23 18:30 | 616 | 616
2017-09-23 19:00 | 645 | 644
2017-09-23 19:30 | 663 | 662
2017-09-23 20:00 | 652 | 651
2017-09-23 20:30 | 623 | 622
2017-09-23 21:00 | 575 | 573
2017-09-23 21:30 | 504 | 497
2017-09-23 22:00 | 468 | 457
2017-09-23 22:30 | 488 | 478
2017-09-23 23:00 | 504 | 492
2017-09-23 23:30 | 426 | 405
2017-09-24 | 364 | 336
2017-09-24 00:30 | 295 | 254
2017-09-24 01:00 | 258 | 195
2017-09-24 01:30 | 269 | 211
2017-09-24 02:00 | 266 | 208
2017-09-24 02:30 | 308 | 260
2017-09-24 03:00 | 289 | 238
2017-09-24 03:30 | 316 | 271
2017-09-24 04:00 | 344 | 303
2017-09-24 04:30 | 314 | 268
2017-09-24 05:00 | 312 | 265
2017-09-24 05:30 | 294 | 241
2017-09-24 06:00 | 298 | 243
2017-09-24 06:30 | 303 | 247
2017-09-24 07:00 | 303 | 247
2017-09-24 07:30 | 286 | 228
2017-09-24 08:00 | 234 | 174
2017-09-24 08:30 | 223 | 164
2017-09-24 09:00 | 205 | 175
2017-09-24 09:30 | 212 | 185
2017-09-24 10:00 | 170 | 140
2017-09-24 10:30 | 164 | 142
2017-09-24 11:00 | 163 | 143
2017-09-24 11:30 | 192 | 177
2017-09-24 12:00 | 205 | 192
2017-09-24 12:30 | 221 | 210
2017-09-24 13:00 | 257 | 249
2017-09-24 13:30 | 297 | 292
2017-09-24 14:00 | 308 | 303
2017-09-24 14:30 | 312 | 308
2017-09-24 15:00 | 337 | 334
2017-09-24 15:30 | 414 | 412
2017-09-24 16:00 | 438 | 436
2017-09-24 16:30 | 455 | 453
2017-09-24 17:00 | 531 | 530
2017-09-24 17:30 | 580 | 579
2017-09-24 18:00 | 629 | 628
2017-09-24 18:30 | 675 | 673
2017-09-24 19:00 | 706 | 704
2017-09-24 19:30 | 674 | 672
2017-09-24 20:00 | 627 | 625
2017-09-24 20:30 | 600 | 598
2017-09-24 21:00 | 533 | 529
2017-09-24 21:30 | 546 | 537
2017-09-24 22:00 | 536 | 524
2017-09-24 22:30 | 545 | 532
2017-09-24 23:00 | 577 | 564
2017-09-24 23:30 | 490 | 473
2017-09-25 | 418 | 394
2017-09-25 00:30 | 366 | 338
2017-09-25 01:00 | 323 | 288
2017-09-25 01:30 | 326 | 291
2017-09-25 02:00 | 371 | 340
2017-09-25 02:30 | 435 | 402
2017-09-25 03:00 | 468 | 438
2017-09-25 03:30 | 460 | 430
2017-09-25 04:00 | 463 | 433
2017-09-25 04:30 | 422 | 389
2017-09-25 05:00 | 377 | 340
2017-09-25 05:30 | 367 | 331
2017-09-25 06:00 | 413 | 385
2017-09-25 06:30 | 483 | 468
2017-09-25 07:00 | 562 | 554
2017-09-25 07:30 | 600 | 593
2017-09-25 08:00 | 562 | 553
2017-09-25 08:30 | 582 | 573
2017-09-25 09:00 | 580 | 570
2017-09-25 09:30 | 593 | 584
2017-09-25 10:00 | 576 | 567
2017-09-25 10:30 | 566 | 556
2017-09-25 11:00 | 532 | 522
2017-09-25 11:30 | 536 | 527
2017-09-25 12:00 | 567 | 558
2017-09-25 12:30 | 576 | 569
2017-09-25 13:00 | 640 | 634
2017-09-25 13:30 | 682 | 676
2017-09-25 14:00 | 733 | 728
2017-09-25 14:30 | 754 | 750
2017-09-25 15:00 | 706 | 701
2017-09-25 15:30 | 712 | 708
2017-09-25 16:00 | 754 | 750
2017-09-25 16:30 | 797 | 794
2017-09-25 17:00 | 825 | 823
2017-09-25 17:30 | 728 | 725
2017-09-25 18:00 | 721 | 719
2017-09-25 18:30 | 760 | 759
2017-09-25 19:00 | 773 | 771
2017-09-25 19:30 | 815 | 814
2017-09-25 20:00 | 754 | 752
2017-09-25 20:30 | 695 | 692
2017-09-25 21:00 | 653 | 648
2017-09-25 21:30 | 707 | 700
2017-09-25 22:00 | 664 | 657
2017-09-25 22:30 | 659 | 650
2017-09-25 23:00 | 662 | 653
2017-09-25 23:30 | 590 | 578
2017-09-26 | 506 | 489
2017-09-26 00:30 | 433 | 411
2017-09-26 01:00 | 415 | 389
2017-09-26 01:30 | 383 | 345
2017-09-26 02:00 | 373 | 334
2017-09-26 02:30 | 416 | 382
2017-09-26 03:00 | 420 | 385
2017-09-26 03:30 | 477 | 449
2017-09-26 04:00 | 479 | 451
2017-09-26 04:30 | 471 | 442
2017-09-26 05:00 | 501 | 476
2017-09-26 05:30 | 476 | 450
2017-09-26 06:00 | 511 | 489
2017-09-26 06:30 | 596 | 584
2017-09-26 07:00 | 563 | 558
2017-09-26 07:30 | 557 | 554
2017-09-26 08:00 | 619 | 615
2017-09-26 08:30 | 677 | 673
2017-09-26 09:00 | 663 | 660
2017-09-26 09:30 | 644 | 640
2017-09-26 10:00 | 662 | 659
2017-09-26 10:30 | 701 | 698
2017-09-26 11:00 | 681 | 678
2017-09-26 11:30 | 617 | 612
2017-09-26 12:00 | 678 | 674
2017-09-26 12:30 | 626 | 622
2017-09-26 13:00 | 625 | 621
2017-09-26 13:30 | 614 | 609
2017-09-26 14:00 | 595 | 591
2017-09-26 14:30 | 627 | 623
2017-09-26 15:00 | 678 | 674
2017-09-26 15:30 | 735 | 732
2017-09-26 16:00 | 779 | 776
2017-09-26 16:30 | 806 | 805
2017-09-26 17:00 | 785 | 784
2017-09-26 17:30 | 794 | 793
2017-09-26 18:00 | 825 | 824
2017-09-26 18:30 | 845 | 845
2017-09-26 19:00 | 794 | 794
2017-09-26 19:30 | 790 | 790
2017-09-26 20:00 | 839 | 839
2017-09-26 20:30 | 815 | 814
2017-09-26 21:00 | 764 | 762
2017-09-26 21:30 | 724 | 718
2017-09-26 22:00 | 738 | 728
2017-09-26 22:30 | 716 | 707
2017-09-26 23:00 | 749 | 740
2017-09-26 23:30 | 707 | 697
2017-09-27 | 691 | 679
2017-09-27 00:30 | 634 | 616
2017-09-27 01:00 | 591 | 570
2017-09-27 01:30 | 635 | 616
2017-09-27 02:00 | 616 | 596
2017-09-27 02:30 | 620 | 600
2017-09-27 03:00 | 617 | 596
2017-09-27 03:30 | 621 | 601
2017-09-27 04:00 | 608 | 587
2017-09-27 04:30 | 597 | 576
2017-09-27 05:00 | 616 | 597
2017-09-27 05:30 | 690 | 675
2017-09-27 06:00 | 726 | 714
2017-09-27 06:30 | 691 | 682
2017-09-27 07:00 | 746 | 744
2017-09-27 07:30 | 712 | 708
2017-09-27 08:00 | 700 | 697
2017-09-27 08:30 | 788 | 784
2017-09-27 09:00 | 800 | 797
2017-09-27 09:30 | 767 | 764
2017-09-27 10:00 | 761 | 758
2017-09-27 10:30 | 727 | 724
2017-09-27 11:00 | 727 | 724
2017-09-27 11:30 | 743 | 740
2017-09-27 12:00 | 766 | 763
2017-09-27 12:30 | 792 | 789
2017-09-27 13:00 | 798 | 795
2017-09-27 13:30 | 812 | 810
2017-09-27 14:00 | 824 | 823
2017-09-27 14:30 | 814 | 812
2017-09-27 15:00 | 780 | 779
2017-09-27 15:30 | 812 | 811
2017-09-27 16:00 | 775 | 774
2017-09-27 16:30 | 760 | 759
2017-09-27 17:00 | 746 | 745
2017-09-27 17:30 | 764 | 763
2017-09-27 18:00 | 744 | 743
2017-09-27 18:30 | 744 | 743
2017-09-27 19:00 | 760 | 759
2017-09-27 19:30 | 710 | 708
2017-09-27 20:00 | 740 | 739
2017-09-27 20:30 | 729 | 728
2017-09-27 21:00 | 682 | 680
2017-09-27 21:30 | 728 | 722
2017-09-27 22:00 | 713 | 705
2017-09-27 22:30 | 696 | 687
2017-09-27 23:00 | 679 | 669
2017-09-27 23:30 | 604 | 593
2017-09-28 | 512 | 495
2017-09-28 00:30 | 531 | 512
2017-09-28 01:00 | 498 | 464
2017-09-28 01:30 | 463 | 425
2017-09-28 02:00 | 465 | 426
2017-09-28 02:30 | 492 | 455
2017-09-28 03:00 | 523 | 490
2017-09-28 03:30 | 551 | 521
2017-09-28 04:00 | 557 | 526
2017-09-28 04:30 | 547 | 516
2017-09-28 05:00 | 524 | 493
2017-09-28 05:30 | 535 | 509
2017-09-28 06:00 | 618 | 600
2017-09-28 06:30 | 681 | 671
2017-09-28 07:00 | 617 | 610
2017-09-28 07:30 | 639 | 636
2017-09-28 08:00 | 645 | 640
2017-09-28 08:30 | 637 | 632
2017-09-28 09:00 | 619 | 614
2017-09-28 09:30 | 597 | 592
2017-09-28 10:00 | 584 | 580
2017-09-28 10:30 | 602 | 598
2017-09-28 11:00 | 594 | 589
2017-09-28 11:30 | 617 | 613
2017-09-28 12:00 | 625 | 622
2017-09-28 12:30 | 678 | 676
2017-09-28 13:00 | 736 | 734
2017-09-28 13:30 | 721 | 719
2017-09-28 14:00 | 746 | 745
2017-09-28 14:30 | 774 | 773
2017-09-28 15:00 | 744 | 744
2017-09-28 15:30 | 771 | 771
2017-09-28 16:00 | 833 | 833
2017-09-28 16:30 | 837 | 837
2017-09-28 17:00 | 862 | 862
2017-09-28 17:30 | 864 | 864
2017-09-28 18:00 | 865 | 865
2017-09-28 18:30 | 869 | 869
2017-09-28 19:00 | 881 | 881
2017-09-28 19:30 | 886 | 886
2017-09-28 20:00 | 844 | 844
2017-09-28 20:30 | 779 | 779
2017-09-28 21:00 | 696 | 691
2017-09-28 21:30 | 626 | 609
2017-09-28 22:00 | 553 | 522
2017-09-28 22:30 | 536 | 501
2017-09-28 23:00 | 549 | 520
2017-09-28 23:30 | 622 | 594
2017-09-29 | 596 | 570
2017-09-29 00:30 | 515 | 482
2017-09-29 01:00 | 504 | 470
2017-09-29 01:30 | 465 | 427
2017-09-29 02:00 | 451 | 411
2017-09-29 02:30 | 472 | 434
2017-09-29 03:00 | 467 | 428
2017-09-29 03:30 | 459 | 419
2017-09-29 04:00 | 429 | 385
2017-09-29 04:30 | 431 | 388
2017-09-29 05:00 | 433 | 391
2017-09-29 05:30 | 442 | 412
2017-09-29 06:00 | 474 | 458
2017-09-29 06:30 | 542 | 532
2017-09-29 07:00 | 623 | 617
2017-09-29 07:30 | 722 | 717
2017-09-29 08:00 | 730 | 724
2017-09-29 08:30 | 702 | 695
2017-09-29 09:00 | 662 | 655
2017-09-29 09:30 | 657 | 650
2017-09-29 10:00 | 634 | 626
2017-09-29 10:30 | 644 | 637
2017-09-29 11:00 | 668 | 661
2017-09-29 11:30 | 715 | 709
2017-09-29 12:00 | 758 | 752
2017-09-29 12:30 | 769 | 764
2017-09-29 13:00 | 828 | 825
2017-09-29 13:30 | 811 | 809
2017-09-29 14:00 | 853 | 851
2017-09-29 14:30 | 806 | 804
2017-09-29 15:00 | 791 | 790
2017-09-29 15:30 | 839 | 838
2017-09-29 16:00 | 832 | 830
2017-09-29 16:30 | 862 | 859
2017-09-29 17:00 | 878 | 876
2017-09-29 17:30 | 853 | 851
2017-09-29 18:00 | 801 | 800
2017-09-29 18:30 | 797 | 795
2017-09-29 19:00 | 813 | 811
2017-09-29 19:30 | 812 | 810
2017-09-29 20:00 | 782 | 781
2017-09-29 20:30 | 760 | 757
2017-09-29 21:00 | 711 | 707
2017-09-29 21:30 | 738 | 728
2017-09-29 22:00 | 714 | 702
2017-09-29 22:30 | 692 | 680
2017-09-29 23:00 | 710 | 696
2017-09-29 23:30 | 644 | 630
2017-09-30 | 559 | 544
2017-09-30 00:30 | 465 | 445
2017-09-30 01:00 | 408 | 382
2017-09-30 01:30 | 388 | 351
2017-09-30 02:00 | 390 | 353
2017-09-30 02:30 | 439 | 407
2017-09-30 03:00 | 467 | 437
2017-09-30 03:30 | 469 | 439
2017-09-30 04:00 | 460 | 428
2017-09-30 04:30 | 470 | 438
2017-09-30 05:00 | 479 | 448
2017-09-30 05:30 | 453 | 420
2017-09-30 06:00 | 456 | 423
2017-09-30 06:30 | 467 | 435
2017-09-30 07:00 | 443 | 411
2017-09-30 07:30 | 412 | 377
2017-09-30 08:00 | 381 | 346
2017-09-30 08:30 | 423 | 394
2017-09-30 09:00 | 423 | 396
2017-09-30 09:30 | 444 | 420
2017-09-30 10:00 | 404 | 383
2017-09-30 10:30 | 408 | 388
2017-09-30 11:00 | 418 | 398
2017-09-30 11:30 | 424 | 404
2017-09-30 12:00 | 460 | 442
2017-09-30 12:30 | 483 | 466
2017-09-30 13:00 | 534 | 520
2017-09-30 13:30 | 552 | 538
2017-09-30 14:00 | 632 | 621
2017-09-30 14:30 | 621 | 610
2017-09-30 15:00 | 643 | 632
2017-09-30 15:30 | 722 | 713
2017-09-30 16:00 | 748 | 739
2017-09-30 16:30 | 764 | 758
2017-09-30 17:00 | 758 | 753
2017-09-30 17:30 | 750 | 745
2017-09-30 18:00 | 761 | 756
2017-09-30 18:30 | 790 | 786
2017-09-30 19:00 | 766 | 762
2017-09-30 19:30 | 770 | 765
2017-09-30 20:00 | 745 | 739
2017-09-30 20:30 | 731 | 725
2017-09-30 21:00 | 683 | 675
2017-09-30 21:30 | 633 | 621
2017-09-30 22:00 | 590 | 576
2017-09-30 22:30 | 616 | 602
2017-09-30 23:00 | 670 | 658
2017-09-30 23:30 | 589 | 573
2017-10-01 | 504 | 485
2017-10-01 00:30 | 438 | 405
2017-10-01 01:00 | 394 | 344
2017-10-01 01:30 | 360 | 309
2017-10-01 02:00 | 357 | 311
2017-10-01 02:30 | 389 | 339
2017-10-01 03:00 | 392 | 338
2017-10-01 03:30 | 421 | 372
2017-10-01 04:00 | 413 | 363
2017-10-01 04:30 | 392 | 338
2017-10-01 05:00 | 392 | 338
2017-10-01 05:30 | 386 | 331
2017-10-01 06:00 | 397 | 344
2017-10-01 06:30 | 376 | 320
2017-10-01 07:00 | 394 | 342
2017-10-01 07:30 | 389 | 338
2017-10-01 08:00 | 388 | 338
2017-10-01 08:30 | 461 | 423
2017-10-01 09:00 | 476 | 441
2017-10-01 09:30 | 493 | 467
2017-10-01 10:00 | 484 | 458
2017-10-01 10:30 | 501 | 477
2017-10-01 11:00 | 489 | 465
2017-10-01 11:30 | 492 | 468
2017-10-01 12:00 | 508 | 485
2017-10-01 12:30 | 540 | 518
2017-10-01 13:00 | 528 | 505
2017-10-01 13:30 | 543 | 521
2017-10-01 14:00 | 541 | 519
2017-10-01 14:30 | 531 | 509
2017-10-01 15:00 | 537 | 515
2017-10-01 15:30 | 567 | 548
2017-10-01 16:00 | 569 | 558
2017-10-01 16:30 | 537 | 527
2017-10-01 17:00 | 575 | 566
2017-10-01 17:30 | 614 | 606
2017-10-01 18:00 | 650 | 646
2017-10-01 18:30 | 660 | 656
2017-10-01 19:00 | 617 | 613
2017-10-01 19:30 | 594 | 589
2017-10-01 20:00 | 594 | 589
2017-10-01 20:30 | 587 | 582
2017-10-01 21:00 | 552 | 546
2017-10-01 21:30 | 542 | 527
2017-10-01 22:00 | 503 | 485
2017-10-01 22:30 | 591 | 576
2017-10-01 23:00 | 675 | 659
2017-10-01 23:30 | 605 | 578
2017-10-02 | 554 | 519
2017-10-02 00:30 | 486 | 444
2017-10-02 01:00 | 423 | 368
2017-10-02 01:30 | 377 | 313
2017-10-02 02:00 | 391 | 327
2017-10-02 02:30 | 385 | 320
2017-10-02 03:00 | 388 | 322
2017-10-02 03:30 | 383 | 318
2017-10-02 04:00 | 385 | 321
2017-10-02 04:30 | 346 | 274
2017-10-02 05:00 | 323 | 258
2017-10-02 05:30 | 332 | 266
2017-10-02 06:00 | 325 | 265
2017-10-02 06:30 | 346 | 292
2017-10-02 07:00 | 352 | 301
2017-10-02 07:30 | 358 | 312
2017-10-02 08:00 | 382 | 350
2017-10-02 08:30 | 472 | 452
2017-10-02 09:00 | 535 | 519
2017-10-02 09:30 | 571 | 556
2017-10-02 10:00 | 619 | 606
2017-10-02 10:30 | 621 | 608
2017-10-02 11:00 | 603 | 589
2017-10-02 11:30 | 553 | 538
2017-10-02 12:00 | 553 | 538
2017-10-02 12:30 | 554 | 539
2017-10-02 13:00 | 497 | 479
2017-10-02 13:30 | 499 | 482
2017-10-02 14:00 | 493 | 476
2017-10-02 14:30 | 466 | 455
2017-10-02 15:00 | 486 | 476
2017-10-02 15:30 | 509 | 499
2017-10-02 16:00 | 530 | 522
2017-10-02 16:30 | 574 | 566
2017-10-02 17:00 | 560 | 554
2017-10-02 17:30 | 536 | 532
2017-10-02 18:00 | 549 | 546
2017-10-02 18:30 | 552 | 549
2017-10-02 19:00 | 535 | 532
2017-10-02 19:30 | 526 | 521
2017-10-02 20:00 | 478 | 472
2017-10-02 20:30 | 480 | 474
2017-10-02 21:00 | 442 | 435
2017-10-02 21:30 | 422 | 407
2017-10-02 22:00 | 374 | 358
2017-10-02 22:30 | 430 | 416
2017-10-02 23:00 | 492 | 478
2017-10-02 23:30 | 429 | 412
2017-10-03 | 397 | 378
2017-10-03 00:30 | 381 | 360
2017-10-03 01:00 | 328 | 303
2017-10-03 01:30 | 262 | 233
2017-10-03 02:00 | 287 | 264
2017-10-03 02:30 | 277 | 253
2017-10-03 03:00 | 332 | 312
2017-10-03 03:30 | 338 | 318
2017-10-03 04:00 | 323 | 302
2017-10-03 04:30 | 308 | 288
2017-10-03 05:00 | 225 | 197
2017-10-03 05:30 | 264 | 241
2017-10-03 06:00 | 352 | 332
2017-10-03 06:30 | 484 | 470
2017-10-03 07:00 | 528 | 519
2017-10-03 07:30 | 473 | 463
2017-10-03 08:00 | 452 | 440
2017-10-03 08:30 | 466 | 455
2017-10-03 09:00 | 544 | 534
2017-10-03 09:30 | 491 | 480
2017-10-03 10:00 | 466 | 452
2017-10-03 10:30 | 452 | 438
2017-10-03 11:00 | 455 | 441
2017-10-03 11:30 | 467 | 454
2017-10-03 12:00 | 467 | 454
2017-10-03 12:30 | 456 | 443
2017-10-03 13:00 | 414 | 400
2017-10-03 13:30 | 444 | 430
2017-10-03 14:00 | 496 | 484
2017-10-03 14:30 | 545 | 532
2017-10-03 15:00 | 570 | 558
2017-10-03 15:30 | 561 | 549
2017-10-03 16:00 | 572 | 560
2017-10-03 16:30 | 612 | 600
2017-10-03 17:00 | 596 | 588
2017-10-03 17:30 | 564 | 557
2017-10-03 18:00 | 556 | 549
2017-10-03 18:30 | 545 | 538
2017-10-03 19:00 | 579 | 572
2017-10-03 19:30 | 534 | 526
2017-10-03 20:00 | 507 | 500
2017-10-03 20:30 | 567 | 560
2017-10-03 21:00 | 557 | 549
2017-10-03 21:30 | 569 | 563
2017-10-03 22:00 | 480 | 472
2017-10-03 22:30 | 444 | 432
2017-10-03 23:00 | 508 | 495
2017-10-03 23:30 | 491 | 477
2017-10-04 | 448 | 427
2017-10-04 00:30 | 380 | 360
2017-10-04 01:00 | 324 | 301
2017-10-04 01:30 | 303 | 276
2017-10-04 02:00 | 383 | 362
2017-10-04 02:30 | 410 | 388
2017-10-04 03:00 | 400 | 378
2017-10-04 03:30 | 372 | 349
2017-10-04 04:00 | 342 | 318
2017-10-04 04:30 | 356 | 332
2017-10-04 05:00 | 377 | 355
2017-10-04 05:30 | 408 | 389
2017-10-04 06:00 | 433 | 415
2017-10-04 06:30 | 540 | 528
2017-10-04 07:00 | 582 | 573
2017-10-04 07:30 | 564 | 556
2017-10-04 08:00 | 532 | 525
2017-10-04 08:30 | 520 | 513
2017-10-04 09:00 | 530 | 523
2017-10-04 09:30 | 576 | 567
2017-10-04 10:00 | 572 | 562
2017-10-04 10:30 | 620 | 609
2017-10-04 11:00 | 635 | 624
2017-10-04 11:30 | 583 | 573
2017-10-04 12:00 | 531 | 520
2017-10-04 12:30 | 568 | 557
2017-10-04 13:00 | 559 | 547
2017-10-04 13:30 | 621 | 610
2017-10-04 14:00 | 599 | 588
2017-10-04 14:30 | 616 | 608
2017-10-04 15:00 | 596 | 589
2017-10-04 15:30 | 593 | 585
2017-10-04 16:00 | 640 | 633
2017-10-04 16:30 | 660 | 656
2017-10-04 17:00 | 678 | 675
2017-10-04 17:30 | 659 | 655
2017-10-04 18:00 | 619 | 615
2017-10-04 18:30 | 669 | 666
2017-10-04 19:00 | 730 | 728
2017-10-04 19:30 | 696 | 693
2017-10-04 20:00 | 682 | 678
2017-10-04 20:30 | 726 | 721
2017-10-04 21:00 | 692 | 687
2017-10-04 21:30 | 634 | 627
2017-10-04 22:00 | 667 | 657
2017-10-04 22:30 | 634 | 623
2017-10-04 23:00 | 644 | 633
2017-10-04 23:30 | 562 | 545
2017-10-05 | 550 | 529
2017-10-05 00:30 | 484 | 460
2017-10-05 01:00 | 441 | 409
2017-10-05 01:30 | 420 | 385
2017-10-05 02:00 | 429 | 395
2017-10-05 02:30 | 485 | 455
2017-10-05 03:00 | 505 | 476
2017-10-05 03:30 | 459 | 428
2017-10-05 04:00 | 444 | 412
2017-10-05 04:30 | 455 | 424
2017-10-05 05:00 | 473 | 444
2017-10-05 05:30 | 368 | 329
2017-10-05 06:00 | 422 | 392
2017-10-05 06:30 | 521 | 507
2017-10-05 07:00 | 583 | 577
2017-10-05 07:30 | 598 | 594
2017-10-05 08:00 | 566 | 563
2017-10-05 08:30 | 554 | 550
2017-10-05 09:00 | 545 | 542
2017-10-05 09:30 | 529 | 525
2017-10-05 10:00 | 502 | 499
2017-10-05 10:30 | 508 | 504
2017-10-05 11:00 | 543 | 540
2017-10-05 11:30 | 531 | 528
2017-10-05 12:00 | 524 | 521
2017-10-05 12:30 | 533 | 530
2017-10-05 13:00 | 524 | 520
2017-10-05 13:30 | 588 | 582
2017-10-05 14:00 | 639 | 634
2017-10-05 14:30 | 678 | 674
2017-10-05 15:00 | 686 | 682
2017-10-05 15:30 | 689 | 684
2017-10-05 16:00 | 696 | 692
2017-10-05 16:30 | 695 | 691
2017-10-05 17:00 | 698 | 694
2017-10-05 17:30 | 726 | 722
2017-10-05 18:00 | 786 | 783
2017-10-05 18:30 | 782 | 780
2017-10-05 19:00 | 786 | 784
2017-10-05 19:30 | 753 | 750
2017-10-05 20:00 | 781 | 778
2017-10-05 20:30 | 792 | 788
2017-10-05 21:00 | 759 | 752
2017-10-05 21:30 | 706 | 699
2017-10-05 22:00 | 637 | 626
2017-10-05 22:30 | 635 | 624
2017-10-05 23:00 | 686 | 676
2017-10-05 23:30 | 596 | 581
2017-10-06 | 592 | 573
2017-10-06 00:30 | 524 | 500
2017-10-06 01:00 | 480 | 454
2017-10-06 01:30 | 443 | 413
2017-10-06 02:00 | 435 | 403
2017-10-06 02:30 | 449 | 419
2017-10-06 03:00 | 450 | 420
2017-10-06 03:30 | 473 | 445
2017-10-06 04:00 | 437 | 406
2017-10-06 04:30 | 446 | 416
2017-10-06 05:00 | 449 | 420
2017-10-06 05:30 | 497 | 473
2017-10-06 06:00 | 531 | 511
2017-10-06 06:30 | 611 | 600
2017-10-06 07:00 | 527 | 518
2017-10-06 07:30 | 561 | 556
2017-10-06 08:00 | 572 | 568
2017-10-06 08:30 | 573 | 570
2017-10-06 09:00 | 581 | 577
2017-10-06 09:30 | 595 | 592
2017-10-06 10:00 | 596 | 593
2017-10-06 10:30 | 653 | 650
2017-10-06 11:00 | 680 | 675
2017-10-06 11:30 | 652 | 647
2017-10-06 12:00 | 650 | 645
2017-10-06 12:30 | 683 | 679
2017-10-06 13:00 | 732 | 727
2017-10-06 13:30 | 736 | 733
2017-10-06 14:00 | 724 | 722
2017-10-06 14:30 | 764 | 761
2017-10-06 15:00 | 811 | 809
2017-10-06 15:30 | 694 | 690
2017-10-06 16:00 | 668 | 665
2017-10-06 16:30 | 605 | 601
2017-10-06 17:00 | 649 | 645
2017-10-06 17:30 | 673 | 668
2017-10-06 18:00 | 657 | 652
2017-10-06 18:30 | 646 | 642
2017-10-06 19:00 | 628 | 624
2017-10-06 19:30 | 631 | 627
2017-10-06 20:00 | 635 | 630
2017-10-06 20:30 | 606 | 601
2017-10-06 21:00 | 632 | 621
2017-10-06 21:30 | 632 | 621
2017-10-06 22:00 | 606 | 593
2017-10-06 22:30 | 556 | 542
2017-10-06 23:00 | 579 | 564
2017-10-06 23:30 | 505 | 488
2017-10-07 | 461 | 442
2017-10-07 00:30 | 420 | 400
2017-10-07 01:00 | 451 | 431
2017-10-07 01:30 | 431 | 410
2017-10-07 02:00 | 417 | 395
2017-10-07 02:30 | 382 | 358
2017-10-07 03:00 | 314 | 286
2017-10-07 03:30 | 281 | 249
2017-10-07 04:00 | 265 | 230
2017-10-07 04:30 | 246 | 208
2017-10-07 05:00 | 254 | 218
2017-10-07 05:30 | 271 | 237
2017-10-07 06:00 | 286 | 253
2017-10-07 06:30 | 310 | 281
2017-10-07 07:00 | 342 | 318
2017-10-07 07:30 | 365 | 343
2017-10-07 08:00 | 306 | 285
2017-10-07 08:30 | 482 | 469
2017-10-07 09:00 | 540 | 528
2017-10-07 09:30 | 530 | 519
2017-10-07 10:00 | 448 | 436
2017-10-07 10:30 | 441 | 424
2017-10-07 11:00 | 534 | 517
2017-10-07 11:30 | 555 | 539
2017-10-07 12:00 | 503 | 487
2017-10-07 12:30 | 413 | 395
2017-10-07 13:00 | 342 | 322
2017-10-07 13:30 | 378 | 358
2017-10-07 14:00 | 487 | 471
2017-10-07 14:30 | 538 | 522
2017-10-07 15:00 | 520 | 503
2017-10-07 15:30 | 491 | 474
2017-10-07 16:00 | 551 | 534
2017-10-07 16:30 | 528 | 513
2017-10-07 17:00 | 550 | 536
2017-10-07 17:30 | 575 | 561
2017-10-07 18:00 | 590 | 577
2017-10-07 18:30 | 588 | 576
2017-10-07 19:00 | 592 | 584
2017-10-07 19:30 | 554 | 544
2017-10-07 20:00 | 520 | 510
2017-10-07 20:30 | 483 | 472
2017-10-07 21:00 | 434 | 418
2017-10-07 21:30 | 411 | 393
2017-10-07 22:00 | 380 | 360
2017-10-07 22:30 | 439 | 420
2017-10-07 23:00 | 477 | 458
2017-10-07 23:30 | 431 | 410
2017-10-08 | 352 | 327
2017-10-08 00:30 | 288 | 257
2017-10-08 01:00 | 253 | 216
2017-10-08 01:30 | 266 | 230
2017-10-08 02:00 | 272 | 236
2017-10-08 02:30 | 224 | 187
2017-10-08 03:00 | 235 | 200
2017-10-08 03:30 | 215 | 176
2017-10-08 04:00 | 213 | 175
2017-10-08 04:30 | 276 | 246
2017-10-08 05:00 | 290 | 261
2017-10-08 05:30 | 277 | 248
2017-10-08 06:00 | 243 | 209
2017-10-08 06:30 | 164 | 112
2017-10-08 07:00 | 154 | 93
2017-10-08 07:30 | 164 | 96
2017-10-08 08:00 | 146 | 50
2017-10-08 08:30 | 183 | 135
2017-10-08 09:00 | 192 | 148
2017-10-08 09:30 | 194 | 151
2017-10-08 10:00 | 280 | 253
2017-10-08 10:30 | 285 | 259
2017-10-08 11:00 | 283 | 258
2017-10-08 11:30 | 252 | 222
2017-10-08 12:00 | 220 | 185
2017-10-08 12:30 | 319 | 295
2017-10-08 13:00 | 337 | 315
2017-10-08 13:30 | 319 | 297
2017-10-08 14:00 | 350 | 329
2017-10-08 14:30 | 318 | 295
2017-10-08 15:00 | 291 | 272
2017-10-08 15:30 | 308 | 291
2017-10-08 16:00 | 314 | 296
2017-10-08 16:30 | 365 | 350
2017-10-08 17:00 | 447 | 436
2017-10-08 17:30 | 478 | 473
2017-10-08 18:00 | 558 | 554
2017-10-08 18:30 | 676 | 672
2017-10-08 19:00 | 709 | 705
2017-10-08 19:30 | 673 | 670
2017-10-08 20:00 | 603 | 599
2017-10-08 20:30 | 605 | 599
2017-10-08 21:00 | 547 | 540
2017-10-08 21:30 | 511 | 503
2017-10-08 22:00 | 445 | 436
2017-10-08 22:30 | 466 | 453
2017-10-08 23:00 | 513 | 500
2017-10-08 23:30 | 393 | 374
2017-10-09 | 296 | 266
2017-10-09 00:30 | 241 | 202
2017-10-09 01:00 | 238 | 198
2017-10-09 01:30 | 258 | 220
2017-10-09 02:00 | 294 | 261
2017-10-09 02:30 | 281 | 246
2017-10-09 03:00 | 347 | 319
2017-10-09 03:30 | 332 | 302
2017-10-09 04:00 | 325 | 296
2017-10-09 04:30 | 253 | 215
2017-10-09 05:00 | 232 | 192
2017-10-09 05:30 | 237 | 203
2017-10-09 06:00 | 230 | 204
2017-10-09 06:30 | 401 | 392
2017-10-09 07:00 | 571 | 562
2017-10-09 07:30 | 645 | 637
2017-10-09 08:00 | 657 | 651
2017-10-09 08:30 | 677 | 670
2017-10-09 09:00 | 668 | 662
2017-10-09 09:30 | 559 | 550
2017-10-09 10:00 | 447 | 434
2017-10-09 10:30 | 440 | 428
2017-10-09 11:00 | 523 | 512
2017-10-09 11:30 | 544 | 533
2017-10-09 12:00 | 563 | 553
2017-10-09 12:30 | 567 | 558
2017-10-09 13:00 | 596 | 586
2017-10-09 13:30 | 613 | 603
2017-10-09 14:00 | 663 | 654
2017-10-09 14:30 | 718 | 710
2017-10-09 15:00 | 739 | 734
2017-10-09 15:30 | 730 | 726
2017-10-09 16:00 | 752 | 748
2017-10-09 16:30 | 727 | 724
2017-10-09 17:00 | 683 | 679
2017-10-09 17:30 | 635 | 630
2017-10-09 18:00 | 671 | 664
2017-10-09 18:30 | 736 | 729
2017-10-09 19:00 | 761 | 756
2017-10-09 19:30 | 680 | 673
2017-10-09 20:00 | 687 | 678
2017-10-09 20:30 | 626 | 616
2017-10-09 21:00 | 602 | 590
2017-10-09 21:30 | 571 | 557
2017-10-09 22:00 | 503 | 486
2017-10-09 22:30 | 547 | 534
2017-10-09 23:00 | 532 | 518
2017-10-09 23:30 | 454 | 439
2017-10-10 | 379 | 361
2017-10-10 00:30 | 348 | 327
2017-10-10 01:00 | 341 | 319
2017-10-10 01:30 | 321 | 297
2017-10-10 02:00 | 329 | 306
2017-10-10 02:30 | 323 | 298
2017-10-10 03:00 | 341 | 317
2017-10-10 03:30 | 349 | 325
2017-10-10 04:00 | 346 | 322
2017-10-10 04:30 | 357 | 335
2017-10-10 05:00 | 355 | 333
2017-10-10 05:30 | 363 | 342
2017-10-10 06:00 | 333 | 312
2017-10-10 06:30 | 404 | 389
2017-10-10 07:00 | 480 | 471
2017-10-10 07:30 | 534 | 529
2017-10-10 08:00 | 527 | 521
2017-10-10 08:30 | 557 | 551
2017-10-10 09:00 | 565 | 559
2017-10-10 09:30 | 587 | 581
2017-10-10 10:00 | 632 | 627
2017-10-10 10:30 | 672 | 667
2017-10-10 11:00 | 712 | 708
2017-10-10 11:30 | 742 | 739
2017-10-10 12:00 | 700 | 697
2017-10-10 12:30 | 701 | 698
2017-10-10 13:00 | 756 | 752
2017-10-10 13:30 | 690 | 686
2017-10-10 14:00 | 659 | 655
2017-10-10 14:30 | 672 | 668
2017-10-10 15:00 | 700 | 696
2017-10-10 15:30 | 729 | 725
2017-10-10 16:00 | 780 | 776
2017-10-10 16:30 | 817 | 813
2017-10-10 17:00 | 803 | 800
2017-10-10 17:30 | 742 | 738
2017-10-10 18:00 | 727 | 722
2017-10-10 18:30 | 770 | 765
2017-10-10 19:00 | 777 | 774
2017-10-10 19:30 | 721 | 717
2017-10-10 20:00 | 723 | 719
2017-10-10 20:30 | 663 | 656
2017-10-10 21:00 | 652 | 644
2017-10-10 21:30 | 702 | 695
2017-10-10 22:00 | 606 | 599
2017-10-10 22:30 | 597 | 590
2017-10-10 23:00 | 597 | 590
2017-10-10 23:30 | 529 | 519
2017-10-11 | 482 | 468
2017-10-11 00:30 | 400 | 383
2017-10-11 01:00 | 421 | 404
2017-10-11 01:30 | 426 | 407
2017-10-11 02:00 | 512 | 495
2017-10-11 02:30 | 500 | 483
2017-10-11 03:00 | 511 | 494
2017-10-11 03:30 | 524 | 507
2017-10-11 04:00 | 511 | 493
2017-10-11 04:30 | 489 | 472
2017-10-11 05:00 | 509 | 493
2017-10-11 05:30 | 429 | 413
2017-10-11 06:00 | 383 | 366
2017-10-11 06:30 | 439 | 427
2017-10-11 07:00 | 451 | 441
2017-10-11 07:30 | 543 | 538
2017-10-11 08:00 | 545 | 540
2017-10-11 08:30 | 681 | 677
2017-10-11 09:00 | 673 | 669
2017-10-11 09:30 | 664 | 661
2017-10-11 10:00 | 654 | 650
2017-10-11 10:30 | 700 | 696
2017-10-11 11:00 | 752 | 748
2017-10-11 11:30 | 693 | 689
2017-10-11 12:00 | 741 | 737
2017-10-11 12:30 | 734 | 730
2017-10-11 13:00 | 746 | 742
2017-10-11 13:30 | 713 | 709
2017-10-11 14:00 | 742 | 738
2017-10-11 14:30 | 744 | 740
2017-10-11 15:00 | 730 | 726
2017-10-11 15:30 | 698 | 695
2017-10-11 16:00 | 743 | 740
2017-10-11 16:30 | 735 | 733
2017-10-11 17:00 | 703 | 701
2017-10-11 17:30 | 659 | 656
2017-10-11 18:00 | 682 | 678
2017-10-11 18:30 | 705 | 702
2017-10-11 19:00 | 677 | 674
2017-10-11 19:30 | 679 | 676
2017-10-11 20:00 | 681 | 678
2017-10-11 20:30 | 684 | 680
2017-10-11 21:00 | 692 | 687
2017-10-11 21:30 | 650 | 647
2017-10-11 22:00 | 580 | 576
2017-10-11 22:30 | 596 | 592
2017-10-11 23:00 | 610 | 606
2017-10-11 23:30 | 582 | 575
2017-10-12 | 603 | 595
2017-10-12 00:30 | 547 | 536
2017-10-12 01:00 | 463 | 446
2017-10-12 01:30 | 474 | 456
2017-10-12 02:00 | 541 | 523
2017-10-12 02:30 | 570 | 553
2017-10-12 03:00 | 574 | 557
2017-10-12 03:30 | 562 | 545
2017-10-12 04:00 | 561 | 544
2017-10-12 04:30 | 561 | 545
2017-10-12 05:00 | 564 | 548
2017-10-12 05:30 | 542 | 528
2017-10-12 06:00 | 505 | 493
2017-10-12 06:30 | 496 | 485
2017-10-12 07:00 | 527 | 518
2017-10-12 07:30 | 570 | 560
2017-10-12 08:00 | 580 | 572
2017-10-12 08:30 | 598 | 592
2017-10-12 09:00 | 602 | 597
2017-10-12 09:30 | 585 | 581
2017-10-12 10:00 | 598 | 593
2017-10-12 10:30 | 602 | 596
2017-10-12 11:00 | 593 | 588
2017-10-12 11:30 | 595 | 589
2017-10-12 12:00 | 590 | 584
2017-10-12 12:30 | 591 | 585
2017-10-12 13:00 | 605 | 600
2017-10-12 13:30 | 612 | 606
2017-10-12 14:00 | 611 | 606
2017-10-12 14:30 | 601 | 596
2017-10-12 15:00 | 573 | 566
2017-10-12 15:30 | 582 | 575
2017-10-12 16:00 | 609 | 602
2017-10-12 16:30 | 609 | 602
2017-10-12 17:00 | 634 | 628
2017-10-12 17:30 | 632 | 625
2017-10-12 18:00 | 645 | 639
2017-10-12 18:30 | 711 | 706
2017-10-12 19:00 | 730 | 725
2017-10-12 19:30 | 699 | 693
2017-10-12 20:00 | 724 | 719
2017-10-12 20:30 | 677 | 672
2017-10-12 21:00 | 641 | 636
2017-10-12 21:30 | 646 | 640
2017-10-12 22:00 | 623 | 616
2017-10-12 22:30 | 605 | 598
2017-10-12 23:00 | 601 | 592
2017-10-12 23:30 | 549 | 536
2017-10-13 | 507 | 492
2017-10-13 00:30 | 504 | 488
2017-10-13 01:00 | 541 | 525
2017-10-13 01:30 | 445 | 427
2017-10-13 02:00 | 415 | 394
2017-10-13 02:30 | 417 | 395
2017-10-13 03:00 | 407 | 385
2017-10-13 03:30 | 454 | 433
2017-10-13 04:00 | 490 | 470
2017-10-13 04:30 | 531 | 515
2017-10-13 05:00 | 499 | 484
2017-10-13 05:30 | 520 | 504
2017-10-13 06:00 | 469 | 453
2017-10-13 06:30 | 484 | 471
2017-10-13 07:00 | 517 | 508
2017-10-13 07:30 | 547 | 539
2017-10-13 08:00 | 546 | 538
2017-10-13 08:30 | 496 | 489
2017-10-13 09:00 | 480 | 473
2017-10-13 09:30 | 499 | 492
2017-10-13 10:00 | 505 | 498
2017-10-13 10:30 | 502 | 495
2017-10-13 11:00 | 525 | 519
2017-10-13 11:30 | 558 | 553
2017-10-13 12:00 | 583 | 579
2017-10-13 12:30 | 589 | 583
2017-10-13 13:00 | 522 | 512
2017-10-13 13:30 | 533 | 523
2017-10-13 14:00 | 577 | 568
2017-10-13 14:30 | 568 | 560
2017-10-13 15:00 | 595 | 585
2017-10-13 15:30 | 614 | 605
2017-10-13 16:00 | 626 | 622
2017-10-13 16:30 | 647 | 642
2017-10-13 17:00 | 634 | 629
2017-10-13 17:30 | 625 | 619
2017-10-13 18:00 | 624 | 617
2017-10-13 18:30 | 629 | 622
2017-10-13 19:00 | 627 | 620
2017-10-13 19:30 | 585 | 579
2017-10-13 20:00 | 570 | 563
2017-10-13 20:30 | 583 | 578
2017-10-13 21:00 | 556 | 550
2017-10-13 21:30 | 610 | 601
2017-10-13 22:00 | 600 | 590
2017-10-13 22:30 | 597 | 586
2017-10-13 23:00 | 621 | 608
2017-10-13 23:30 | 568 | 554
2017-10-14 | 455 | 438
2017-10-14 00:30 | 453 | 435
2017-10-14 01:00 | 409 | 389
2017-10-14 01:30 | 360 | 335
2017-10-14 02:00 | 351 | 325
2017-10-14 02:30 | 365 | 339
2017-10-14 03:00 | 373 | 347
2017-10-14 03:30 | 381 | 356
2017-10-14 04:00 | 385 | 359
2017-10-14 04:30 | 357 | 331
2017-10-14 05:00 | 332 | 304
2017-10-14 05:30 | 329 | 302
2017-10-14 06:00 | 289 | 258
2017-10-14 06:30 | 326 | 300
2017-10-14 07:00 | 342 | 318
2017-10-14 07:30 | 348 | 328
2017-10-14 08:00 | 369 | 353
2017-10-14 08:30 | 378 | 363
2017-10-14 09:00 | 399 | 391
2017-10-14 09:30 | 405 | 399
2017-10-14 10:00 | 421 | 416
2017-10-14 10:30 | 417 | 411
2017-10-14 11:00 | 413 | 407
2017-10-14 11:30 | 412 | 405
2017-10-14 12:00 | 410 | 402
2017-10-14 12:30 | 440 | 433
2017-10-14 13:00 | 424 | 416
2017-10-14 13:30 | 390 | 381
2017-10-14 14:00 | 351 | 340
2017-10-14 14:30 | 347 | 335
2017-10-14 15:00 | 339 | 327
2017-10-14 15:30 | 331 | 319
2017-10-14 16:00 | 346 | 334
2017-10-14 16:30 | 523 | 517
2017-10-14 17:00 | 557 | 551
2017-10-14 17:30 | 576 | 571
2017-10-14 18:00 | 607 | 603
2017-10-14 18:30 | 628 | 624
2017-10-14 19:00 | 599 | 594
2017-10-14 19:30 | 567 | 562
2017-10-14 20:00 | 552 | 547
2017-10-14 20:30 | 577 | 572
2017-10-14 21:00 | 551 | 543
2017-10-14 21:30 | 500 | 489
2017-10-14 22:00 | 472 | 454
2017-10-14 22:30 | 526 | 510
2017-10-14 23:00 | 565 | 549
2017-10-14 23:30 | 488 | 469
2017-10-15 | 413 | 389
2017-10-15 00:30 | 325 | 288
2017-10-15 01:00 | 300 | 258
2017-10-15 01:30 | 328 | 290
2017-10-15 02:00 | 335 | 298
2017-10-15 02:30 | 309 | 268
2017-10-15 03:00 | 302 | 259
2017-10-15 03:30 | 304 | 259
2017-10-15 04:00 | 303 | 257
2017-10-15 04:30 | 284 | 235
2017-10-15 05:00 | 249 | 190
2017-10-15 05:30 | 236 | 172
2017-10-15 06:00 | 338 | 301
2017-10-15 06:30 | 355 | 319
2017-10-15 07:00 | 276 | 228
2017-10-15 07:30 | 281 | 238
2017-10-15 08:00 | 263 | 218
2017-10-15 08:30 | 279 | 238
2017-10-15 09:00 | 322 | 290
2017-10-15 09:30 | 341 | 312
2017-10-15 10:00 | 343 | 314
2017-10-15 10:30 | 351 | 325
2017-10-15 11:00 | 331 | 303
2017-10-15 11:30 | 327 | 298
2017-10-15 12:00 | 346 | 319
2017-10-15 12:30 | 352 | 325
2017-10-15 13:00 | 335 | 306
2017-10-15 13:30 | 342 | 312
2017-10-15 14:00 | 359 | 328
2017-10-15 14:30 | 367 | 337
2017-10-15 15:00 | 395 | 372
2017-10-15 15:30 | 408 | 389
2017-10-15 16:00 | 425 | 408
2017-10-15 16:30 | 461 | 447
2017-10-15 17:00 | 473 | 459
2017-10-15 17:30 | 506 | 493
2017-10-15 18:00 | 551 | 542
2017-10-15 18:30 | 600 | 592
2017-10-15 19:00 | 611 | 603
2017-10-15 19:30 | 600 | 591
2017-10-15 20:00 | 534 | 520
2017-10-15 20:30 | 475 | 456
2017-10-15 21:00 | 409 | 381
2017-10-15 21:30 | 408 | 380
2017-10-15 22:00 | 418 | 387
2017-10-15 22:30 | 479 | 452
2017-10-15 23:00 | 515 | 490
2017-10-15 23:30 | 451 | 415
2017-10-16 | 404 | 360
2017-10-16 00:30 | 375 | 327
2017-10-16 01:00 | 364 | 314
2017-10-16 01:30 | 349 | 296
2017-10-16 02:00 | 341 | 285
2017-10-16 02:30 | 379 | 334
2017-10-16 03:00 | 397 | 355
2017-10-16 03:30 | 388 | 345
2017-10-16 04:00 | 387 | 342
2017-10-16 04:30 | 365 | 316
2017-10-16 05:00 | 368 | 321
2017-10-16 05:30 | 350 | 318
2017-10-16 06:00 | 504 | 492
2017-10-16 06:30 | 674 | 668
2017-10-16 07:00 | 670 | 667
2017-10-16 07:30 | 678 | 675
2017-10-16 08:00 | 701 | 699
2017-10-16 08:30 | 716 | 714
2017-10-16 09:00 | 730 | 728
2017-10-16 09:30 | 702 | 699
2017-10-16 10:00 | 695 | 691
2017-10-16 10:30 | 703 | 699
2017-10-16 11:00 | 681 | 677
2017-10-16 11:30 | 586 | 580
2017-10-16 12:00 | 543 | 539
2017-10-16 12:30 | 540 | 535
2017-10-16 13:00 | 511 | 506
2017-10-16 13:30 | 481 | 475
2017-10-16 14:00 | 530 | 525
2017-10-16 14:30 | 525 | 520
2017-10-16 15:00 | 510 | 505
2017-10-16 15:30 | 470 | 464
2017-10-16 16:00 | 476 | 470
2017-10-16 16:30 | 528 | 523
2017-10-16 17:00 | 612 | 609
2017-10-16 17:30 | 626 | 622
2017-10-16 18:00 | 702 | 699
2017-10-16 18:30 | 733 | 730
2017-10-16 19:00 | 730 | 727
2017-10-16 19:30 | 666 | 661
2017-10-16 20:00 | 611 | 604
2017-10-16 20:30 | 572 | 564
2017-10-16 21:00 | 492 | 482
2017-10-16 21:30 | 441 | 432
2017-10-16 22:00 | 463 | 449
2017-10-16 22:30 | 538 | 523
2017-10-16 23:00 | 581 | 565
2017-10-16 23:30 | 541 | 518
2017-10-17 | 478 | 448
2017-10-17 00:30 | 428 | 390
2017-10-17 01:00 | 410 | 369
2017-10-17 01:30 | 398 | 357
2017-10-17 02:00 | 412 | 373
2017-10-17 02:30 | 429 | 393
2017-10-17 03:00 | 422 | 385
2017-10-17 03:30 | 416 | 379
2017-10-17 04:00 | 403 | 365
2017-10-17 04:30 | 456 | 426
2017-10-17 05:00 | 477 | 450
2017-10-17 05:30 | 521 | 499
2017-10-17 06:00 | 564 | 546
2017-10-17 06:30 | 610 | 596
2017-10-17 07:00 | 640 | 633
2017-10-17 07:30 | 703 | 697
2017-10-17 08:00 | 721 | 713
2017-10-17 08:30 | 770 | 763
2017-10-17 09:00 | 747 | 738
2017-10-17 09:30 | 743 | 734
2017-10-17 10:00 | 720 | 710
2017-10-17 10:30 | 691 | 680
2017-10-17 11:00 | 713 | 702
2017-10-17 11:30 | 750 | 742
2017-10-17 12:00 | 693 | 681
2017-10-17 12:30 | 686 | 673
2017-10-17 13:00 | 675 | 662
2017-10-17 13:30 | 678 | 665
2017-10-17 14:00 | 693 | 680
2017-10-17 14:30 | 695 | 683
2017-10-17 15:00 | 704 | 693
2017-10-17 15:30 | 690 | 678
2017-10-17 16:00 | 721 | 710
2017-10-17 16:30 | 813 | 805
2017-10-17 17:00 | 802 | 795
2017-10-17 17:30 | 847 | 840
2017-10-17 18:00 | 849 | 843
2017-10-17 18:30 | 874 | 872
2017-10-17 19:00 | 892 | 890
2017-10-17 19:30 | 809 | 806
2017-10-17 20:00 | 757 | 753
2017-10-17 20:30 | 750 | 745
2017-10-17 21:00 | 703 | 698
2017-10-17 21:30 | 657 | 653
2017-10-17 22:00 | 613 | 603
2017-10-17 22:30 | 682 | 673
2017-10-17 23:00 | 712 | 703
2017-10-17 23:30 | 626 | 613
2017-10-18 | 548 | 530
2017-10-18 00:30 | 501 | 480
2017-10-18 01:00 | 459 | 433
2017-10-18 01:30 | 456 | 423
2017-10-18 02:00 | 440 | 402
2017-10-18 02:30 | 460 | 425
2017-10-18 03:00 | 443 | 404
2017-10-18 03:30 | 429 | 389
2017-10-18 04:00 | 436 | 397
2017-10-18 04:30 | 443 | 407
2017-10-18 05:00 | 455 | 421
2017-10-18 05:30 | 495 | 467
2017-10-18 06:00 | 536 | 517
2017-10-18 06:30 | 596 | 584
2017-10-18 07:00 | 615 | 607
2017-10-18 07:30 | 665 | 659
2017-10-18 08:00 | 687 | 682
2017-10-18 08:30 | 693 | 690
2017-10-18 09:00 | 641 | 637
2017-10-18 09:30 | 593 | 588
2017-10-18 10:00 | 578 | 572
2017-10-18 10:30 | 524 | 517
2017-10-18 11:00 | 502 | 494
2017-10-18 11:30 | 543 | 537
2017-10-18 12:00 | 593 | 588
2017-10-18 12:30 | 586 | 581
2017-10-18 13:00 | 594 | 589
2017-10-18 13:30 | 548 | 541
2017-10-18 14:00 | 629 | 625
2017-10-18 14:30 | 571 | 564
2017-10-18 15:00 | 535 | 526
2017-10-18 15:30 | 516 | 506
2017-10-18 16:00 | 588 | 582
2017-10-18 16:30 | 643 | 638
2017-10-18 17:00 | 698 | 695
2017-10-18 17:30 | 724 | 721
2017-10-18 18:00 | 740 | 737
2017-10-18 18:30 | 780 | 776
2017-10-18 19:00 | 767 | 763
2017-10-18 19:30 | 711 | 705
2017-10-18 20:00 | 688 | 682
2017-10-18 20:30 | 696 | 689
2017-10-18 21:00 | 663 | 656
2017-10-18 21:30 | 596 | 587
2017-10-18 22:00 | 541 | 528
2017-10-18 22:30 | 620 | 612
2017-10-18 23:00 | 600 | 589
2017-10-18 23:30 | 510 | 491
2017-10-19 | 488 | 463
2017-10-19 00:30 | 468 | 434
2017-10-19 01:00 | 429 | 388
2017-10-19 01:30 | 397 | 350
2017-10-19 02:00 | 382 | 332
2017-10-19 02:30 | 370 | 317
2017-10-19 03:00 | 388 | 339
2017-10-19 03:30 | 385 | 335
2017-10-19 04:00 | 382 | 332
2017-10-19 04:30 | 387 | 339
2017-10-19 05:00 | 382 | 334
2017-10-19 05:30 | 410 | 368
2017-10-19 06:00 | 484 | 455
2017-10-19 06:30 | 494 | 472
2017-10-19 07:00 | 495 | 476
2017-10-19 07:30 | 538 | 532
2017-10-19 08:00 | 562 | 557
2017-10-19 08:30 | 588 | 583
2017-10-19 09:00 | 545 | 539
2017-10-19 09:30 | 542 | 536
2017-10-19 10:00 | 460 | 450
2017-10-19 10:30 | 476 | 467
2017-10-19 11:00 | 488 | 479
2017-10-19 11:30 | 464 | 455
2017-10-19 12:00 | 443 | 433
2017-10-19 12:30 | 464 | 459
2017-10-19 13:00 | 409 | 402
2017-10-19 13:30 | 423 | 416
2017-10-19 14:00 | 425 | 418
2017-10-19 14:30 | 402 | 394
2017-10-19 15:00 | 446 | 440
2017-10-19 15:30 | 471 | 465
2017-10-19 16:00 | 466 | 459
2017-10-19 16:30 | 497 | 491
2017-10-19 17:00 | 507 | 501
2017-10-19 17:30 | 548 | 544
2017-10-19 18:00 | 548 | 544
2017-10-19 18:30 | 614 | 612
2017-10-19 19:00 | 634 | 632
2017-10-19 19:30 | 599 | 596
2017-10-19 20:00 | 620 | 617
2017-10-19 20:30 | 664 | 662
2017-10-19 21:00 | 618 | 615
2017-10-19 21:30 | 571 | 564
2017-10-19 22:00 | 550 | 538
2017-10-19 22:30 | 549 | 536
2017-10-19 23:00 | 612 | 602
2017-10-19 23:30 | 553 | 535
2017-10-20 | 458 | 431
2017-10-20 00:30 | 420 | 387
2017-10-20 01:00 | 397 | 361
2017-10-20 01:30 | 371 | 332
2017-10-20 02:00 | 351 | 307
2017-10-20 02:30 | 348 | 302
2017-10-20 03:00 | 372 | 332
2017-10-20 03:30 | 359 | 315
2017-10-20 04:00 | 327 | 276
2017-10-20 04:30 | 358 | 316
2017-10-20 05:00 | 397 | 363
2017-10-20 05:30 | 418 | 388
2017-10-20 06:00 | 593 | 579
2017-10-20 06:30 | 672 | 662
2017-10-20 07:00 | 690 | 682
2017-10-20 07:30 | 688 | 682
2017-10-20 08:00 | 702 | 697
2017-10-20 08:30 | 721 | 716
2017-10-20 09:00 | 696 | 690
2017-10-20 09:30 | 692 | 687
2017-10-20 10:00 | 698 | 692
2017-10-20 10:30 | 693 | 687
2017-10-20 11:00 | 712 | 709
2017-10-20 11:30 | 720 | 718
2017-10-20 12:00 | 714 | 710
2017-10-20 12:30 | 706 | 703
2017-10-20 13:00 | 715 | 712
2017-10-20 13:30 | 716 | 713
2017-10-20 14:00 | 696 | 692
2017-10-20 14:30 | 707 | 704
2017-10-20 15:00 | 690 | 687
2017-10-20 15:30 | 703 | 699
2017-10-20 16:00 | 737 | 734
2017-10-20 16:30 | 782 | 780
2017-10-20 17:00 | 788 | 786
2017-10-20 17:30 | 678 | 674
2017-10-20 18:00 | 631 | 625
2017-10-20 18:30 | 631 | 626
2017-10-20 19:00 | 656 | 652
2017-10-20 19:30 | 638 | 633
2017-10-20 20:00 | 598 | 591
2017-10-20 20:30 | 564 | 557
2017-10-20 21:00 | 545 | 536
2017-10-20 21:30 | 502 | 489
2017-10-20 22:00 | 511 | 498
2017-10-20 22:30 | 552 | 540
2017-10-20 23:00 | 573 | 561
2017-10-20 23:30 | 504 | 485
2017-10-21 | 437 | 407
2017-10-21 00:30 | 382 | 344
2017-10-21 01:00 | 369 | 331
2017-10-21 01:30 | 343 | 296
2017-10-21 02:00 | 358 | 303
2017-10-21 02:30 | 341 | 280
2017-10-21 03:00 | 387 | 332
2017-10-21 03:30 | 416 | 362
2017-10-21 04:00 | 396 | 336
2017-10-21 04:30 | 378 | 312
2017-10-21 05:00 | 367 | 297
2017-10-21 05:30 | 355 | 294
2017-10-21 06:00 | 380 | 328
2017-10-21 06:30 | 396 | 351
2017-10-21 07:00 | 408 | 367
2017-10-21 07:30 | 391 | 348
2017-10-21 08:00 | 414 | 378
2017-10-21 08:30 | 469 | 449
2017-10-21 09:00 | 495 | 478
2017-10-21 09:30 | 505 | 488
2017-10-21 10:00 | 570 | 558
2017-10-21 10:30 | 584 | 571
2017-10-21 11:00 | 567 | 553
2017-10-21 11:30 | 536 | 520
2017-10-21 12:00 | 521 | 504
2017-10-21 12:30 | 527 | 509
2017-10-21 13:00 | 544 | 527
2017-10-21 13:30 | 566 | 550
2017-10-21 14:00 | 578 | 563
2017-10-21 14:30 | 557 | 541
2017-10-21 15:00 | 525 | 506
2017-10-21 15:30 | 551 | 534
2017-10-21 16:00 | 561 | 545
2017-10-21 16:30 | 576 | 561
2017-10-21 17:00 | 569 | 554
2017-10-21 17:30 | 580 | 567
2017-10-21 18:00 | 600 | 588
2017-10-21 18:30 | 628 | 617
2017-10-21 19:00 | 583 | 571
2017-10-21 19:30 | 560 | 545
2017-10-21 20:00 | 559 | 543
2017-10-21 20:30 | 557 | 541
2017-10-21 21:00 | 535 | 518
2017-10-21 21:30 | 492 | 472
2017-10-21 22:00 | 487 | 467
2017-10-21 22:30 | 532 | 515
2017-10-21 23:00 | 549 | 532
2017-10-21 23:30 | 499 | 477
2017-10-22 | 431 | 401
2017-10-22 00:30 | 424 | 386
2017-10-22 01:00 | 386 | 337
2017-10-22 01:30 | 344 | 283
2017-10-22 02:00 | 346 | 284
2017-10-22 02:30 | 329 | 262
2017-10-22 03:00 | 349 | 290
2017-10-22 03:30 | 331 | 264
2017-10-22 04:00 | 348 | 284
2017-10-22 04:30 | 349 | 269
2017-10-22 05:00 | 352 | 275
2017-10-22 05:30 | 343 | 260
2017-10-22 06:00 | 345 | 265
2017-10-22 06:30 | 348 | 273
2017-10-22 07:00 | 367 | 309
2017-10-22 07:30 | 339 | 282
2017-10-22 08:00 | 318 | 271
2017-10-22 08:30 | 327 | 286
2017-10-22 09:00 | 283 | 234
2017-10-22 09:30 | 263 | 215
2017-10-22 10:00 | 257 | 207
2017-10-22 10:30 | 257 | 208
2017-10-22 11:00 | 272 | 228
2017-10-22 11:30 | 285 | 246
2017-10-22 12:00 | 301 | 265
2017-10-22 12:30 | 295 | 257
2017-10-22 13:00 | 307 | 272
2017-10-22 13:30 | 325 | 292
2017-10-22 14:00 | 323 | 290
2017-10-22 14:30 | 354 | 326
2017-10-22 15:00 | 351 | 323
2017-10-22 15:30 | 380 | 356
2017-10-22 16:00 | 364 | 335
2017-10-22 16:30 | 358 | 325
2017-10-22 17:00 | 349 | 320
2017-10-22 17:30 | 372 | 351
2017-10-22 18:00 | 398 | 381
2017-10-22 18:30 | 476 | 464
2017-10-22 19:00 | 522 | 514
2017-10-22 19:30 | 505 | 494
2017-10-22 20:00 | 504 | 492
2017-10-22 20:30 | 469 | 454
2017-10-22 21:00 | 435 | 418
2017-10-22 21:30 | 408 | 388
2017-10-22 22:00 | 388 | 363
2017-10-22 22:30 | 409 | 382
2017-10-22 23:00 | 411 | 384
2017-10-22 23:30 | 368 | 333
2017-10-23 | 332 | 289
2017-10-23 00:30 | 328 | 273
2017-10-23 01:00 | 324 | 266
2017-10-23 01:30 | 324 | 266
2017-10-23 02:00 | 329 | 272
2017-10-23 02:30 | 330 | 273
2017-10-23 03:00 | 326 | 267
2017-10-23 03:30 | 321 | 260
2017-10-23 04:00 | 367 | 321
2017-10-23 04:30 | 324 | 265
2017-10-23 05:00 | 333 | 279
2017-10-23 05:30 | 313 | 267
2017-10-23 06:00 | 518 | 506
2017-10-23 06:30 | 634 | 626
2017-10-23 07:00 | 639 | 632
2017-10-23 07:30 | 653 | 648
2017-10-23 08:00 | 639 | 635
2017-10-23 08:30 | 646 | 643
2017-10-23 09:00 | 654 | 651
2017-10-23 09:30 | 658 | 655
2017-10-23 10:00 | 669 | 666
2017-10-23 10:30 | 666 | 663
2017-10-23 11:00 | 670 | 667
2017-10-23 11:30 | 660 | 657
2017-10-23 12:00 | 669 | 666
2017-10-23 12:30 | 657 | 654
2017-10-23 13:00 | 659 | 655
2017-10-23 13:30 | 676 | 673
2017-10-23 14:00 | 680 | 677
2017-10-23 14:30 | 672 | 669
2017-10-23 15:00 | 674 | 670
2017-10-23 15:30 | 688 | 685
2017-10-23 16:00 | 665 | 662
2017-10-23 16:30 | 665 | 661
2017-10-23 17:00 | 676 | 673
2017-10-23 17:30 | 646 | 642
2017-10-23 18:00 | 546 | 540
2017-10-23 18:30 | 555 | 549
2017-10-23 19:00 | 593 | 588
2017-10-23 19:30 | 563 | 557
2017-10-23 20:00 | 505 | 497
2017-10-23 20:30 | 464 | 453
2017-10-23 21:00 | 442 | 431
2017-10-23 21:30 | 413 | 396
2017-10-23 22:00 | 373 | 350
2017-10-23 22:30 | 416 | 398
2017-10-23 23:00 | 467 | 450
2017-10-23 23:30 | 438 | 414
2017-10-24 | 384 | 351
2017-10-24 00:30 | 342 | 291
2017-10-24 01:00 | 324 | 267
2017-10-24 01:30 | 317 | 260
2017-10-24 02:00 | 320 | 264
2017-10-24 02:30 | 318 | 259
2017-10-24 03:00 | 317 | 255
2017-10-24 03:30 | 321 | 260
2017-10-24 04:00 | 321 | 261
2017-10-24 04:30 | 321 | 265
2017-10-24 05:00 | 315 | 277
2017-10-24 05:30 | 315 | 282
2017-10-24 06:00 | 533 | 523
2017-10-24 06:30 | 645 | 639
2017-10-24 07:00 | 636 | 632
2017-10-24 07:30 | 623 | 622
2017-10-24 08:00 | 649 | 648
2017-10-24 08:30 | 610 | 609
2017-10-24 09:00 | 595 | 592
2017-10-24 09:30 | 580 | 577
2017-10-24 10:00 | 553 | 550
2017-10-24 10:30 | 558 | 555
2017-10-24 11:00 | 556 | 554
2017-10-24 11:30 | 561 | 558
2017-10-24 12:00 | 587 | 585
2017-10-24 12:30 | 559 | 557
2017-10-24 13:00 | 555 | 553
2017-10-24 13:30 | 554 | 551
2017-10-24 14:00 | 573 | 570
2017-10-24 14:30 | 561 | 559
2017-10-24 15:00 | 576 | 574
2017-10-24 15:30 | 549 | 547
2017-10-24 16:00 | 606 | 604
2017-10-24 16:30 | 591 | 589
2017-10-24 17:00 | 626 | 625
2017-10-24 17:30 | 663 | 662
2017-10-24 18:00 | 681 | 680
2017-10-24 18:30 | 713 | 713
2017-10-24 19:00 | 718 | 717
2017-10-24 19:30 | 592 | 589
2017-10-24 20:00 | 508 | 503
2017-10-24 20:30 | 473 | 467
2017-10-24 21:00 | 442 | 435
2017-10-24 21:30 | 412 | 397
2017-10-24 22:00 | 387 | 367
2017-10-24 22:30 | 442 | 428
2017-10-24 23:00 | 532 | 517
2017-10-24 23:30 | 464 | 443
2017-10-25 | 410 | 382
2017-10-25 00:30 | 365 | 329
2017-10-25 01:00 | 300 | 250
2017-10-25 01:30 | 315 | 264
2017-10-25 02:00 | 330 | 276
2017-10-25 02:30 | 343 | 292
2017-10-25 03:00 | 317 | 257
2017-10-25 03:30 | 313 | 252
2017-10-25 04:00 | 302 | 235
2017-10-25 04:30 | 303 | 240
2017-10-25 05:00 | 342 | 293
2017-10-25 05:30 | 501 | 477
2017-10-25 06:00 | 589 | 570
2017-10-25 06:30 | 566 | 547
2017-10-25 07:00 | 594 | 581
2017-10-25 07:30 | 627 | 620
2017-10-25 08:00 | 637 | 632
2017-10-25 08:30 | 638 | 633
2017-10-25 09:00 | 589 | 583
2017-10-25 09:30 | 551 | 544
2017-10-25 10:00 | 543 | 537
2017-10-25 10:30 | 553 | 547
2017-10-25 11:00 | 548 | 542
2017-10-25 11:30 | 549 | 543
2017-10-25 12:00 | 555 | 549
2017-10-25 12:30 | 559 | 553
2017-10-25 13:00 | 586 | 581
2017-10-25 13:30 | 599 | 593
2017-10-25 14:00 | 601 | 594
2017-10-25 14:30 | 629 | 623
2017-10-25 15:00 | 629 | 625
2017-10-25 15:30 | 660 | 656
2017-10-25 16:00 | 680 | 677
2017-10-25 16:30 | 720 | 718
2017-10-25 17:00 | 712 | 709
2017-10-25 17:30 | 694 | 691
2017-10-25 18:00 | 692 | 688
2017-10-25 18:30 | 728 | 724
2017-10-25 19:00 | 748 | 745
2017-10-25 19:30 | 657 | 652
2017-10-25 20:00 | 562 | 554
2017-10-25 20:30 | 504 | 493
2017-10-25 21:00 | 465 | 452
2017-10-25 21:30 | 410 | 393
2017-10-25 22:00 | 400 | 383
2017-10-25 22:30 | 477 | 469
2017-10-25 23:00 | 550 | 544
2017-10-25 23:30 | 475 | 466
2017-10-26 | 401 | 387
2017-10-26 00:30 | 352 | 333
2017-10-26 01:00 | 302 | 276
2017-10-26 01:30 | 301 | 268
2017-10-26 02:00 | 300 | 252
2017-10-26 02:30 | 301 | 254
2017-10-26 03:00 | 287 | 235
2017-10-26 03:30 | 274 | 216
2017-10-26 04:00 | 284 | 234
2017-10-26 04:30 | 291 | 242
2017-10-26 05:00 | 329 | 288
2017-10-26 05:30 | 331 | 293
2017-10-26 06:00 | 342 | 314
2017-10-26 06:30 | 345 | 328
2017-10-26 07:00 | 373 | 368
2017-10-26 07:30 | 356 | 350
2017-10-26 08:00 | 373 | 369
2017-10-26 08:30 | 411 | 408
2017-10-26 09:00 | 374 | 370
2017-10-26 09:30 | 370 | 362
2017-10-26 10:00 | 375 | 367
2017-10-26 10:30 | 400 | 394
2017-10-26 11:00 | 355 | 350
2017-10-26 11:30 | 375 | 371
2017-10-26 12:00 | 393 | 390
2017-10-26 12:30 | 410 | 408
2017-10-26 13:00 | 417 | 415
2017-10-26 13:30 | 439 | 437
2017-10-26 14:00 | 463 | 462
2017-10-26 14:30 | 519 | 518
2017-10-26 15:00 | 535 | 533
2017-10-26 15:30 | 552 | 550
2017-10-26 16:00 | 568 | 566
2017-10-26 16:30 | 601 | 599
2017-10-26 17:00 | 620 | 618
2017-10-26 17:30 | 638 | 636
2017-10-26 18:00 | 640 | 638
2017-10-26 18:30 | 639 | 636
2017-10-26 19:00 | 657 | 655
2017-10-26 19:30 | 615 | 612
2017-10-26 20:00 | 553 | 548
2017-10-26 20:30 | 506 | 500
2017-10-26 21:00 | 467 | 463
2017-10-26 21:30 | 407 | 395
2017-10-26 22:00 | 394 | 380
2017-10-26 22:30 | 490 | 477
2017-10-26 23:00 | 564 | 551
2017-10-26 23:30 | 537 | 521
2017-10-27 | 487 | 454
2017-10-27 00:30 | 403 | 357
2017-10-27 01:00 | 362 | 316
2017-10-27 01:30 | 385 | 345
2017-10-27 02:00 | 390 | 351
2017-10-27 02:30 | 385 | 342
2017-10-27 03:00 | 375 | 330
2017-10-27 03:30 | 374 | 328
2017-10-27 04:00 | 376 | 331
2017-10-27 04:30 | 377 | 333
2017-10-27 05:00 | 405 | 367
2017-10-27 05:30 | 393 | 353
2017-10-27 06:00 | 501 | 476
2017-10-27 06:30 | 579 | 568
2017-10-27 07:00 | 587 | 577
2017-10-27 07:30 | 597 | 590
2017-10-27 08:00 | 593 | 587
2017-10-27 08:30 | 596 | 591
2017-10-27 09:00 | 585 | 579
2017-10-27 09:30 | 573 | 567
2017-10-27 10:00 | 551 | 545
2017-10-27 10:30 | 529 | 522
2017-10-27 11:00 | 547 | 540
2017-10-27 11:30 | 541 | 534
2017-10-27 12:00 | 550 | 544
2017-10-27 12:30 | 594 | 589
2017-10-27 13:00 | 599 | 594
2017-10-27 13:30 | 603 | 599
2017-10-27 14:00 | 604 | 600
2017-10-27 14:30 | 615 | 610
2017-10-27 15:00 | 631 | 627
2017-10-27 15:30 | 640 | 636
2017-10-27 16:00 | 645 | 641
2017-10-27 16:30 | 648 | 645
2017-10-27 17:00 | 682 | 678
2017-10-27 17:30 | 703 | 699
2017-10-27 18:00 | 696 | 693
2017-10-27 18:30 | 623 | 617
2017-10-27 19:00 | 673 | 669
2017-10-27 19:30 | 660 | 656
2017-10-27 20:00 | 625 | 620
2017-10-27 20:30 | 607 | 601
2017-10-27 21:00 | 537 | 530
2017-10-27 21:30 | 504 | 494
2017-10-27 22:00 | 495 | 480
2017-10-27 22:30 | 505 | 489
2017-10-27 23:00 | 546 | 532
2017-10-27 23:30 | 471 | 451
2017-10-28 | 391 | 363
2017-10-28 00:30 | 386 | 351
2017-10-28 01:00 | 365 | 311
2017-10-28 01:30 | 347 | 289
2017-10-28 02:00 | 349 | 292
2017-10-28 02:30 | 350 | 293
2017-10-28 03:00 | 347 | 290
2017-10-28 03:30 | 345 | 286
2017-10-28 04:00 | 349 | 291
2017-10-28 04:30 | 329 | 267
2017-10-28 05:00 | 361 | 307
2017-10-28 05:30 | 322 | 259
2017-10-28 06:00 | 379 | 332
2017-10-28 06:30 | 397 | 355
2017-10-28 07:00 | 401 | 361
2017-10-28 07:30 | 414 | 377
2017-10-28 08:00 | 425 | 394
2017-10-28 08:30 | 440 | 417
2017-10-28 09:00 | 439 | 414
2017-10-28 09:30 | 435 | 411
2017-10-28 10:00 | 435 | 411
2017-10-28 10:30 | 451 | 428
2017-10-28 11:00 | 454 | 432
2017-10-28 11:30 | 443 | 421
2017-10-28 12:00 | 451 | 429
2017-10-28 12:30 | 486 | 466
2017-10-28 13:00 | 488 | 466
2017-10-28 13:30 | 501 | 481
2017-10-28 14:00 | 496 | 477
2017-10-28 14:30 | 505 | 486
2017-10-28 15:00 | 505 | 487
2017-10-28 15:30 | 502 | 487
2017-10-28 16:00 | 511 | 498
2017-10-28 16:30 | 496 | 483
2017-10-28 17:00 | 502 | 493
2017-10-28 17:30 | 511 | 502
2017-10-28 18:00 | 502 | 493
2017-10-28 18:30 | 534 | 526
2017-10-28 19:00 | 579 | 573
2017-10-28 19:30 | 546 | 538
2017-10-28 20:00 | 519 | 509
2017-10-28 20:30 | 490 | 478
2017-10-28 21:00 | 465 | 452
2017-10-28 21:30 | 454 | 438
2017-10-28 22:00 | 448 | 428
2017-10-28 22:30 | 475 | 457
2017-10-28 23:00 | 512 | 495
2017-10-28 23:30 | 437 | 408
2017-10-29 | 393 | 359
2017-10-29 00:30 | 352 | 310
2017-10-29 01:00 | 324 | 276
2017-10-29 01:30 | 342 | 299
2017-10-29 02:00 | 367 | 327
2017-10-29 02:30 | 359 | 317
2017-10-29 03:00 | 345 | 301
2017-10-29 03:30 | 314 | 263
2017-10-29 04:00 | 299 | 245
2017-10-29 04:30 | 370 | 330
2017-10-29 05:00 | 376 | 337
2017-10-29 05:30 | 365 | 312
2017-10-29 06:00 | 380 | 333
2017-10-29 06:30 | 408 | 365
2017-10-29 07:00 | 406 | 362
2017-10-29 07:30 | 408 | 367
2017-10-29 08:00 | 411 | 375
2017-10-29 08:30 | 434 | 403
2017-10-29 09:00 | 409 | 375
2017-10-29 09:30 | 413 | 383
2017-10-29 10:00 | 447 | 426
2017-10-29 10:30 | 446 | 428
2017-10-29 11:00 | 438 | 424
2017-10-29 11:30 | 476 | 464
2017-10-29 12:00 | 488 | 478
2017-10-29 12:30 | 498 | 490
2017-10-29 13:00 | 502 | 495
2017-10-29 13:30 | 503 | 497
2017-10-29 14:00 | 511 | 505
2017-10-29 14:30 | 528 | 524
2017-10-29 15:00 | 554 | 552
2017-10-29 15:30 | 622 | 620
2017-10-29 16:00 | 657 | 656
2017-10-29 16:30 | 724 | 723
2017-10-29 17:00 | 766 | 765
2017-10-29 17:30 | 778 | 777
2017-10-29 18:00 | 786 | 785
2017-10-29 18:30 | 816 | 816
2017-10-29 19:00 | 858 | 858
2017-10-29 19:30 | 795 | 794
2017-10-29 20:00 | 722 | 721
2017-10-29 20:30 | 700 | 698
2017-10-29 21:00 | 631 | 628
2017-10-29 21:30 | 594 | 583
2017-10-29 22:00 | 574 | 560
2017-10-29 22:30 | 612 | 599
2017-10-29 23:00 | 586 | 571
2017-10-29 23:30 | 517 | 497
2017-10-30 | 434 | 407
2017-10-30 00:30 | 434 | 405
2017-10-30 01:00 | 396 | 356
2017-10-30 01:30 | 389 | 345
2017-10-30 02:00 | 383 | 337
2017-10-30 02:30 | 388 | 343
2017-10-30 03:00 | 371 | 322
2017-10-30 03:30 | 371 | 322
2017-10-30 04:00 | 359 | 308
2017-10-30 04:30 | 373 | 326
2017-10-30 05:00 | 385 | 341
2017-10-30 05:30 | 358 | 323
2017-10-30 06:00 | 375 | 353
2017-10-30 06:30 | 465 | 453
2017-10-30 07:00 | 511 | 505
2017-10-30 07:30 | 554 | 549
2017-10-30 08:00 | 524 | 516
2017-10-30 08:30 | 536 | 529
2017-10-30 09:00 | 548 | 541
2017-10-30 09:30 | 583 | 577
2017-10-30 10:00 | 596 | 589
2017-10-30 10:30 | 575 | 567
2017-10-30 11:00 | 599 | 591
2017-10-30 11:30 | 650 | 645
2017-10-30 12:00 | 656 | 652
2017-10-30 12:30 | 660 | 656
2017-10-30 13:00 | 731 | 727
2017-10-30 13:30 | 773 | 770
2017-10-30 14:00 | 793 | 791
2017-10-30 14:30 | 825 | 824
2017-10-30 15:00 | 814 | 813
2017-10-30 15:30 | 819 | 818
2017-10-30 16:00 | 834 | 833
2017-10-30 16:30 | 836 | 836
2017-10-30 17:00 | 873 | 872
2017-10-30 17:30 | 813 | 812
2017-10-30 18:00 | 759 | 758
2017-10-30 18:30 | 750 | 749
2017-10-30 19:00 | 799 | 798
2017-10-30 19:30 | 758 | 757
2017-10-30 20:00 | 755 | 753
2017-10-30 20:30 | 700 | 697
2017-10-30 21:00 | 602 | 598
2017-10-30 21:30 | 545 | 536
2017-10-30 22:00 | 532 | 522
2017-10-30 22:30 | 563 | 553
2017-10-30 23:00 | 557 | 542
2017-10-30 23:30 | 504 | 485
2017-10-31 | 447 | 425
2017-10-31 00:30 | 401 | 374
2017-10-31 01:00 | 339 | 306
2017-10-31 01:30 | 352 | 319
2017-10-31 02:00 | 360 | 328
2017-10-31 02:30 | 358 | 324
2017-10-31 03:00 | 324 | 285
2017-10-31 03:30 | 308 | 266
2017-10-31 04:00 | 304 | 261
2017-10-31 04:30 | 309 | 269
2017-10-31 05:00 | 378 | 347
2017-10-31 05:30 | 390 | 362
2017-10-31 06:00 | 392 | 366
2017-10-31 06:30 | 483 | 471
2017-10-31 07:00 | 530 | 524
2017-10-31 07:30 | 534 | 529
2017-10-31 08:00 | 516 | 511
2017-10-31 08:30 | 546 | 542
2017-10-31 09:00 | 533 | 529
2017-10-31 09:30 | 524 | 519
2017-10-31 10:00 | 531 | 526
2017-10-31 10:30 | 524 | 519
2017-10-31 11:00 | 522 | 517
2017-10-31 11:30 | 532 | 527
2017-10-31 12:00 | 542 | 538
2017-10-31 12:30 | 569 | 565
2017-10-31 13:00 | 540 | 535
2017-10-31 13:30 | 569 | 565
2017-10-31 14:00 | 584 | 581
2017-10-31 14:30 | 580 | 576
2017-10-31 15:00 | 585 | 579
2017-10-31 15:30 | 561 | 555
2017-10-31 16:00 | 645 | 641
2017-10-31 16:30 | 683 | 681
2017-10-31 17:00 | 703 | 703
2017-10-31 17:30 | 667 | 665
2017-10-31 18:00 | 621 | 619
2017-10-31 18:30 | 616 | 613
2017-10-31 19:00 | 653 | 652
2017-10-31 19:30 | 622 | 619
2017-10-31 20:00 | 588 | 585
2017-10-31 20:30 | 562 | 560
2017-10-31 21:00 | 502 | 499
2017-10-31 21:30 | 421 | 410
2017-10-31 22:00 | 370 | 354
2017-10-31 22:30 | 391 | 376
2017-10-31 23:00 | 421 | 407
2017-10-31 23:30 | 378 | 361
2017-11-01 | 287 | 263
2017-11-01 00:30 | 217 | 181
2017-11-01 01:00 | 189 | 147
2017-11-01 01:30 | 185 | 139
2017-11-01 02:00 | 186 | 138
2017-11-01 02:30 | 185 | 134
2017-11-01 03:00 | 188 | 132
2017-11-01 03:30 | 202 | 152
2017-11-01 04:00 | 153 | 75
2017-11-01 04:30 | 152 | 95
2017-11-01 05:00 | 197 | 160
2017-11-01 05:30 | 229 | 200
2017-11-01 06:00 | 289 | 268
2017-11-01 06:30 | 357 | 345
2017-11-01 07:00 | 363 | 355
2017-11-01 07:30 | 379 | 376
2017-11-01 08:00 | 361 | 357
2017-11-01 08:30 | 361 | 357
2017-11-01 09:00 | 372 | 369
2017-11-01 09:30 | 369 | 366
2017-11-01 10:00 | 368 | 365
2017-11-01 10:30 | 369 | 366
2017-11-01 11:00 | 351 | 347
2017-11-01 11:30 | 366 | 362
2017-11-01 12:00 | 370 | 367
2017-11-01 12:30 | 396 | 393
2017-11-01 13:00 | 402 | 399
2017-11-01 13:30 | 426 | 423
2017-11-01 14:00 | 451 | 449
2017-11-01 14:30 | 465 | 463
2017-11-01 15:00 | 458 | 455
2017-11-01 15:30 | 460 | 457
2017-11-01 16:00 | 505 | 504
2017-11-01 16:30 | 530 | 529
2017-11-01 17:00 | 602 | 599
2017-11-01 17:30 | 606 | 603
2017-11-01 18:00 | 569 | 565
2017-11-01 18:30 | 575 | 572
2017-11-01 19:00 | 637 | 635
2017-11-01 19:30 | 647 | 644
2017-11-01 20:00 | 592 | 588
2017-11-01 20:30 | 565 | 563
2017-11-01 21:00 | 492 | 489
2017-11-01 21:30 | 377 | 363
2017-11-01 22:00 | 331 | 307
2017-11-01 22:30 | 392 | 373
2017-11-01 23:00 | 463 | 447
2017-11-01 23:30 | 387 | 366
2017-11-02 | 326 | 292
2017-11-02 00:30 | 256 | 208
2017-11-02 01:00 | 198 | 120
2017-11-02 01:30 | 187 | 91
2017-11-02 02:00 | 194 | 111
2017-11-02 02:30 | 189 | 91
2017-11-02 03:00 | 189 | 92
2017-11-02 03:30 | 178 | 82
2017-11-02 04:00 | 204 | 133
2017-11-02 04:30 | 197 | 144
2017-11-02 05:00 | 269 | 234
2017-11-02 05:30 | 307 | 266
2017-11-02 06:00 | 323 | 289
2017-11-02 06:30 | 335 | 301
2017-11-02 07:00 | 295 | 267
2017-11-02 07:30 | 292 | 271
2017-11-02 08:00 | 287 | 270
2017-11-02 08:30 | 304 | 289
2017-11-02 09:00 | 305 | 290
2017-11-02 09:30 | 308 | 287
2017-11-02 10:00 | 291 | 267
2017-11-02 10:30 | 293 | 270
2017-11-02 11:00 | 309 | 287
2017-11-02 11:30 | 317 | 297
2017-11-02 12:00 | 338 | 320
2017-11-02 12:30 | 371 | 354
2017-11-02 13:00 | 419 | 404
2017-11-02 13:30 | 455 | 441
2017-11-02 14:00 | 472 | 460
2017-11-02 14:30 | 488 | 476
2017-11-02 15:00 | 475 | 464
2017-11-02 15:30 | 518 | 508
2017-11-02 16:00 | 540 | 531
2017-11-02 16:30 | 567 | 559
2017-11-02 17:00 | 598 | 593
2017-11-02 17:30 | 620 | 615
2017-11-02 18:00 | 649 | 645
2017-11-02 18:30 | 655 | 651
2017-11-02 19:00 | 740 | 738
2017-11-02 19:30 | 708 | 705
2017-11-02 20:00 | 661 | 657
2017-11-02 20:30 | 653 | 648
2017-11-02 21:00 | 638 | 633
2017-11-02 21:30 | 557 | 548
2017-11-02 22:00 | 506 | 493
2017-11-02 22:30 | 540 | 527
2017-11-02 23:00 | 598 | 586
2017-11-02 23:30 | 551 | 535
2017-11-03 | 461 | 438
2017-11-03 00:30 | 408 | 379
2017-11-03 01:00 | 371 | 327
2017-11-03 01:30 | 343 | 295
2017-11-03 02:00 | 358 | 315
2017-11-03 02:30 | 352 | 306
2017-11-03 03:00 | 336 | 287
2017-11-03 03:30 | 345 | 297
2017-11-03 04:00 | 315 | 259
2017-11-03 04:30 | 334 | 287
2017-11-03 05:00 | 481 | 456
2017-11-03 05:30 | 533 | 512
2017-11-03 06:00 | 522 | 501
2017-11-03 06:30 | 555 | 542
2017-11-03 07:00 | 521 | 509
2017-11-03 07:30 | 435 | 422
2017-11-03 08:00 | 450 | 438
2017-11-03 08:30 | 477 | 468
2017-11-03 09:00 | 465 | 454
2017-11-03 09:30 | 446 | 435
2017-11-03 10:00 | 470 | 461
2017-11-03 10:30 | 405 | 394
2017-11-03 11:00 | 403 | 392
2017-11-03 11:30 | 452 | 442
2017-11-03 12:00 | 478 | 469
2017-11-03 12:30 | 508 | 500
2017-11-03 13:00 | 548 | 542
2017-11-03 13:30 | 563 | 557
2017-11-03 14:00 | 552 | 545
2017-11-03 14:30 | 566 | 560
2017-11-03 15:00 | 566 | 560
2017-11-03 15:30 | 573 | 567
2017-11-03 16:00 | 600 | 595
2017-11-03 16:30 | 634 | 629
2017-11-03 17:00 | 674 | 670
2017-11-03 17:30 | 680 | 675
2017-11-03 18:00 | 645 | 638
2017-11-03 18:30 | 622 | 615
2017-11-03 19:00 | 655 | 649
2017-11-03 19:30 | 636 | 629
2017-11-03 20:00 | 617 | 609
2017-11-03 20:30 | 586 | 576
2017-11-03 21:00 | 517 | 504
2017-11-03 21:30 | 488 | 475
2017-11-03 22:00 | 482 | 466
2017-11-03 22:30 | 579 | 566
2017-11-03 23:00 | 663 | 653
2017-11-03 23:30 | 629 | 617
2017-11-04 | 541 | 522
2017-11-04 00:30 | 467 | 436
2017-11-04 01:00 | 434 | 399
2017-11-04 01:30 | 430 | 394
2017-11-04 02:00 | 436 | 400
2017-11-04 02:30 | 433 | 395
2017-11-04 03:00 | 416 | 375
2017-11-04 03:30 | 392 | 348
2017-11-04 04:00 | 369 | 320
2017-11-04 04:30 | 383 | 337
2017-11-04 05:00 | 368 | 318
2017-11-04 05:30 | 358 | 308
2017-11-04 06:00 | 373 | 328
2017-11-04 06:30 | 393 | 353
2017-11-04 07:00 | 389 | 350
2017-11-04 07:30 | 398 | 363
2017-11-04 08:00 | 384 | 347
2017-11-04 08:30 | 394 | 364
2017-11-04 09:00 | 405 | 382
2017-11-04 09:30 | 395 | 371
2017-11-04 10:00 | 410 | 389
2017-11-04 10:30 | 411 | 393
2017-11-04 11:00 | 387 | 371
2017-11-04 11:30 | 415 | 406
2017-11-04 12:00 | 453 | 445
2017-11-04 12:30 | 425 | 416
2017-11-04 13:00 | 465 | 458
2017-11-04 13:30 | 486 | 479
2017-11-04 14:00 | 549 | 545
2017-11-04 14:30 | 597 | 593
2017-11-04 15:00 | 585 | 581
2017-11-04 15:30 | 630 | 627
2017-11-04 16:00 | 669 | 666
2017-11-04 16:30 | 716 | 714
2017-11-04 17:00 | 685 | 684
2017-11-04 17:30 | 689 | 687
2017-11-04 18:00 | 690 | 688
2017-11-04 18:30 | 729 | 728
2017-11-04 19:00 | 757 | 756
2017-11-04 19:30 | 723 | 721
2017-11-04 20:00 | 689 | 687
2017-11-04 20:30 | 692 | 689
2017-11-04 21:00 | 674 | 671
2017-11-04 21:30 | 612 | 603
2017-11-04 22:00 | 579 | 565
2017-11-04 22:30 | 620 | 609
2017-11-04 23:00 | 666 | 657
2017-11-04 23:30 | 596 | 579
2017-11-05 | 527 | 504
2017-11-05 00:30 | 476 | 448
2017-11-05 01:00 | 435 | 401
2017-11-05 01:30 | 412 | 374
2017-11-05 02:00 | 414 | 376
2017-11-05 02:30 | 405 | 365
2017-11-05 03:00 | 379 | 334
2017-11-05 03:30 | 366 | 317
2017-11-05 04:00 | 336 | 281
2017-11-05 04:30 | 335 | 279
2017-11-05 05:00 | 331 | 275
2017-11-05 05:30 | 322 | 261
2017-11-05 06:00 | 326 | 267
2017-11-05 06:30 | 337 | 286
2017-11-05 07:00 | 335 | 294
2017-11-05 07:30 | 334 | 295
2017-11-05 08:00 | 355 | 321
2017-11-05 08:30 | 380 | 353
2017-11-05 09:00 | 400 | 374
2017-11-05 09:30 | 375 | 346
2017-11-05 10:00 | 380 | 355
2017-11-05 10:30 | 364 | 344
2017-11-05 11:00 | 354 | 332
2017-11-05 11:30 | 395 | 378
2017-11-05 12:00 | 398 | 381
2017-11-05 12:30 | 385 | 368
2017-11-05 13:00 | 406 | 390
2017-11-05 13:30 | 428 | 414
2017-11-05 14:00 | 444 | 431
2017-11-05 14:30 | 505 | 495
2017-11-05 15:00 | 529 | 521
2017-11-05 15:30 | 573 | 567
2017-11-05 16:00 | 662 | 658
2017-11-05 16:30 | 656 | 652
2017-11-05 17:00 | 721 | 717
2017-11-05 17:30 | 762 | 756
2017-11-05 18:00 | 762 | 757
2017-11-05 18:30 | 782 | 778
2017-11-05 19:00 | 840 | 838
2017-11-05 19:30 | 780 | 777
2017-11-05 20:00 | 723 | 718
2017-11-05 20:30 | 722 | 720
2017-11-05 21:00 | 717 | 714
2017-11-05 21:30 | 657 | 649
2017-11-05 22:00 | 616 | 605
2017-11-05 22:30 | 631 | 619
2017-11-05 23:00 | 637 | 626
2017-11-05 23:30 | 595 | 582
2017-11-06 | 513 | 496
2017-11-06 00:30 | 481 | 454
2017-11-06 01:00 | 437 | 405
2017-11-06 01:30 | 430 | 396
2017-11-06 02:00 | 456 | 424
2017-11-06 02:30 | 457 | 425
2017-11-06 03:00 | 459 | 426
2017-11-06 03:30 | 429 | 392
2017-11-06 04:00 | 394 | 352
2017-11-06 04:30 | 381 | 338
2017-11-06 05:00 | 430 | 398
2017-11-06 05:30 | 438 | 408
2017-11-06 06:00 | 474 | 450
2017-11-06 06:30 | 495 | 481
2017-11-06 07:00 | 456 | 445
2017-11-06 07:30 | 512 | 504
2017-11-06 08:00 | 502 | 494
2017-11-06 08:30 | 538 | 531
2017-11-06 09:00 | 530 | 523
2017-11-06 09:30 | 547 | 536
2017-11-06 10:00 | 526 | 513
2017-11-06 10:30 | 507 | 493
2017-11-06 11:00 | 471 | 454
2017-11-06 11:30 | 498 | 485
2017-11-06 12:00 | 605 | 597
2017-11-06 12:30 | 577 | 568
2017-11-06 13:00 | 612 | 604
2017-11-06 13:30 | 668 | 662
2017-11-06 14:00 | 653 | 647
2017-11-06 14:30 | 691 | 685
2017-11-06 15:00 | 624 | 616
2017-11-06 15:30 | 673 | 667
2017-11-06 16:00 | 732 | 727
2017-11-06 16:30 | 789 | 784
2017-11-06 17:00 | 837 | 834
2017-11-06 17:30 | 861 | 859
2017-11-06 18:00 | 868 | 866
2017-11-06 18:30 | 896 | 895
2017-11-06 19:00 | 965 | 964
2017-11-06 19:30 | 915 | 913
2017-11-06 20:00 | 836 | 833
2017-11-06 20:30 | 794 | 791
2017-11-06 21:00 | 733 | 728
2017-11-06 21:30 | 680 | 674
2017-11-06 22:00 | 638 | 628
2017-11-06 22:30 | 668 | 658
2017-11-06 23:00 | 670 | 660
2017-11-06 23:30 | 586 | 572
2017-11-07 | 496 | 476
2017-11-07 00:30 | 471 | 449
2017-11-07 01:00 | 424 | 390
2017-11-07 01:30 | 444 | 412
2017-11-07 02:00 | 460 | 428
2017-11-07 02:30 | 451 | 419
2017-11-07 03:00 | 444 | 411
2017-11-07 03:30 | 433 | 399
2017-11-07 04:00 | 402 | 364
2017-11-07 04:30 | 388 | 351
2017-11-07 05:00 | 392 | 358
2017-11-07 05:30 | 376 | 340
2017-11-07 06:00 | 412 | 381
2017-11-07 06:30 | 466 | 446
2017-11-07 07:00 | 505 | 495
2017-11-07 07:30 | 450 | 441
2017-11-07 08:00 | 454 | 446
2017-11-07 08:30 | 499 | 493
2017-11-07 09:00 | 492 | 483
2017-11-07 09:30 | 494 | 484
2017-11-07 10:00 | 502 | 493
2017-11-07 10:30 | 508 | 499
2017-11-07 11:00 | 531 | 524
2017-11-07 11:30 | 579 | 572
2017-11-07 12:00 | 640 | 634
2017-11-07 12:30 | 665 | 660
2017-11-07 13:00 | 668 | 662
2017-11-07 13:30 | 655 | 650
2017-11-07 14:00 | 720 | 716
2017-11-07 14:30 | 730 | 726
2017-11-07 15:00 | 760 | 757
2017-11-07 15:30 | 741 | 737
2017-11-07 16:00 | 748 | 744
2017-11-07 16:30 | 714 | 710
2017-11-07 17:00 | 712 | 708
2017-11-07 17:30 | 697 | 692
2017-11-07 18:00 | 650 | 643
2017-11-07 18:30 | 663 | 657
2017-11-07 19:00 | 701 | 696
2017-11-07 19:30 | 643 | 636
2017-11-07 20:00 | 598 | 589
2017-11-07 20:30 | 590 | 580
2017-11-07 21:00 | 562 | 552
2017-11-07 21:30 | 463 | 450
2017-11-07 22:00 | 430 | 412
2017-11-07 22:30 | 507 | 496
2017-11-07 23:00 | 544 | 532
2017-11-07 23:30 | 450 | 425
2017-11-08 | 417 | 380
2017-11-08 00:30 | 379 | 328
2017-11-08 01:00 | 357 | 289
2017-11-08 01:30 | 343 | 270
2017-11-08 02:00 | 347 | 280
2017-11-08 02:30 | 329 | 271
2017-11-08 03:00 | 317 | 262
2017-11-08 03:30 | 323 | 266
2017-11-08 04:00 | 319 | 261
2017-11-08 04:30 | 329 | 274
2017-11-08 05:00 | 375 | 334
2017-11-08 05:30 | 398 | 360
2017-11-08 06:00 | 411 | 376
2017-11-08 06:30 | 463 | 446
2017-11-08 07:00 | 482 | 469
2017-11-08 07:30 | 494 | 481
2017-11-08 08:00 | 503 | 488
2017-11-08 08:30 | 458 | 439
2017-11-08 09:00 | 432 | 411
2017-11-08 09:30 | 380 | 353
2017-11-08 10:00 | 393 | 368
2017-11-08 10:30 | 431 | 409
2017-11-08 11:00 | 466 | 449
2017-11-08 11:30 | 458 | 440
2017-11-08 12:00 | 401 | 377
2017-11-08 12:30 | 386 | 361
2017-11-08 13:00 | 440 | 421
2017-11-08 13:30 | 488 | 473
2017-11-08 14:00 | 512 | 499
2017-11-08 14:30 | 503 | 488
2017-11-08 15:00 | 506 | 491
2017-11-08 15:30 | 525 | 511
2017-11-08 16:00 | 510 | 496
2017-11-08 16:30 | 488 | 473
2017-11-08 17:00 | 492 | 478
2017-11-08 17:30 | 554 | 543
2017-11-08 18:00 | 559 | 550
2017-11-08 18:30 | 570 | 562
2017-11-08 19:00 | 612 | 606
2017-11-08 19:30 | 570 | 562
2017-11-08 20:00 | 548 | 540
2017-11-08 20:30 | 534 | 526
2017-11-08 21:00 | 477 | 466
2017-11-08 21:30 | 432 | 414
2017-11-08 22:00 | 436 | 417
2017-11-08 22:30 | 473 | 454
2017-11-08 23:00 | 498 | 481
2017-11-08 23:30 | 436 | 414
2017-11-09 | 422 | 391
2017-11-09 00:30 | 370 | 332
2017-11-09 01:00 | 330 | 284
2017-11-09 01:30 | 327 | 279
2017-11-09 02:00 | 337 | 290
2017-11-09 02:30 | 331 | 284
2017-11-09 03:00 | 337 | 290
2017-11-09 03:30 | 319 | 268
2017-11-09 04:00 | 306 | 252
2017-11-09 04:30 | 269 | 203
2017-11-09 05:00 | 303 | 250
2017-11-09 05:30 | 347 | 307
2017-11-09 06:00 | 365 | 330
2017-11-09 06:30 | 399 | 370
2017-11-09 07:00 | 374 | 348
2017-11-09 07:30 | 391 | 369
2017-11-09 08:00 | 373 | 359
2017-11-09 08:30 | 389 | 377
2017-11-09 09:00 | 358 | 345
2017-11-09 09:30 | 359 | 347
2017-11-09 10:00 | 359 | 348
2017-11-09 10:30 | 362 | 350
2017-11-09 11:00 | 375 | 363
2017-11-09 11:30 | 384 | 371
2017-11-09 12:00 | 380 | 366
2017-11-09 12:30 | 358 | 341
2017-11-09 13:00 | 342 | 324
2017-11-09 13:30 | 343 | 325
2017-11-09 14:00 | 370 | 355
2017-11-09 14:30 | 371 | 357
2017-11-09 15:00 | 352 | 335
2017-11-09 15:30 | 374 | 360
2017-11-09 16:00 | 364 | 349
2017-11-09 16:30 | 399 | 384
2017-11-09 17:00 | 409 | 393
2017-11-09 17:30 | 430 | 416
2017-11-09 18:00 | 475 | 464
2017-11-09 18:30 | 501 | 493
2017-11-09 19:00 | 541 | 534
2017-11-09 19:30 | 524 | 516
2017-11-09 20:00 | 523 | 515
2017-11-09 20:30 | 593 | 587
2017-11-09 21:00 | 610 | 604
2017-11-09 21:30 | 556 | 548
2017-11-09 22:00 | 538 | 525
2017-11-09 22:30 | 531 | 519
2017-11-09 23:00 | 630 | 621
2017-11-09 23:30 | 596 | 584
2017-11-10 | 535 | 518
2017-11-10 00:30 | 519 | 500
2017-11-10 01:00 | 496 | 475
2017-11-10 01:30 | 472 | 442
2017-11-10 02:00 | 472 | 440
2017-11-10 02:30 | 406 | 377
2017-11-10 03:00 | 392 | 362
2017-11-10 03:30 | 382 | 352
2017-11-10 04:00 | 342 | 306
2017-11-10 04:30 | 341 | 306
2017-11-10 05:00 | 367 | 335
2017-11-10 05:30 | 444 | 412
2017-11-10 06:00 | 468 | 439
2017-11-10 06:30 | 491 | 470
2017-11-10 07:00 | 522 | 506
2017-11-10 07:30 | 540 | 528
2017-11-10 08:00 | 553 | 540
2017-11-10 08:30 | 551 | 538
2017-11-10 09:00 | 578 | 567
2017-11-10 09:30 | 569 | 557
2017-11-10 10:00 | 529 | 515
2017-11-10 10:30 | 505 | 490
2017-11-10 11:00 | 479 | 462
2017-11-10 11:30 | 450 | 431
2017-11-10 12:00 | 476 | 459
2017-11-10 12:30 | 439 | 419
2017-11-10 13:00 | 389 | 363
2017-11-10 13:30 | 397 | 372
2017-11-10 14:00 | 399 | 374
2017-11-10 14:30 | 430 | 408
2017-11-10 15:00 | 438 | 416
2017-11-10 15:30 | 421 | 396
2017-11-10 16:00 | 464 | 444
2017-11-10 16:30 | 511 | 494
2017-11-10 17:00 | 534 | 519
2017-11-10 17:30 | 570 | 556
2017-11-10 18:00 | 568 | 558
2017-11-10 18:30 | 577 | 569
2017-11-10 19:00 | 566 | 558
2017-11-10 19:30 | 547 | 538
2017-11-10 20:00 | 553 | 543
2017-11-10 20:30 | 559 | 549
2017-11-10 21:00 | 549 | 539
2017-11-10 21:30 | 511 | 496
2017-11-10 22:00 | 509 | 492
2017-11-10 22:30 | 503 | 485
2017-11-10 23:00 | 542 | 526
2017-11-10 23:30 | 488 | 468
2017-11-11 | 438 | 408
2017-11-11 00:30 | 414 | 374
2017-11-11 01:00 | 371 | 314
2017-11-11 01:30 | 367 | 309
2017-11-11 02:00 | 373 | 315
2017-11-11 02:30 | 338 | 270
2017-11-11 03:00 | 342 | 276
2017-11-11 03:30 | 331 | 258
2017-11-11 04:00 | 312 | 230
2017-11-11 04:30 | 309 | 229
2017-11-11 05:00 | 312 | 234
2017-11-11 05:30 | 330 | 261
2017-11-11 06:00 | 342 | 278
2017-11-11 06:30 | 376 | 323
2017-11-11 07:00 | 387 | 339
2017-11-11 07:30 | 371 | 326
2017-11-11 08:00 | 376 | 339
2017-11-11 08:30 | 378 | 343
2017-11-11 09:00 | 406 | 375
2017-11-11 09:30 | 400 | 367
2017-11-11 10:00 | 403 | 371
2017-11-11 10:30 | 399 | 367
2017-11-11 11:00 | 379 | 351
2017-11-11 11:30 | 365 | 337
2017-11-11 12:00 | 342 | 310
2017-11-11 12:30 | 370 | 341
2017-11-11 13:00 | 379 | 351
2017-11-11 13:30 | 355 | 323
2017-11-11 14:00 | 363 | 333
2017-11-11 14:30 | 387 | 360
2017-11-11 15:00 | 424 | 401
2017-11-11 15:30 | 431 | 409
2017-11-11 16:00 | 463 | 443
2017-11-11 16:30 | 508 | 491
2017-11-11 17:00 | 546 | 532
2017-11-11 17:30 | 553 | 539
2017-11-11 18:00 | 570 | 558
2017-11-11 18:30 | 575 | 563
2017-11-11 19:00 | 596 | 588
2017-11-11 19:30 | 581 | 573
2017-11-11 20:00 | 584 | 576
2017-11-11 20:30 | 568 | 559
2017-11-11 21:00 | 574 | 564
2017-11-11 21:30 | 570 | 559
2017-11-11 22:00 | 566 | 555
2017-11-11 22:30 | 584 | 574
2017-11-11 23:00 | 621 | 612
2017-11-11 23:30 | 550 | 538
2017-11-12 | 499 | 479
2017-11-12 00:30 | 463 | 428
2017-11-12 01:00 | 404 | 350
2017-11-12 01:30 | 399 | 341
2017-11-12 02:00 | 380 | 317
2017-11-12 02:30 | 373 | 308
2017-11-12 03:00 | 370 | 304
2017-11-12 03:30 | 337 | 257
2017-11-12 04:00 | 312 | 218
2017-11-12 04:30 | 313 | 224
2017-11-12 05:00 | 295 | 218
2017-11-12 05:30 | 304 | 232
2017-11-12 06:00 | 302 | 229
2017-11-12 06:30 | 336 | 278
2017-11-12 07:00 | 299 | 223
2017-11-12 07:30 | 289 | 212
2017-11-12 08:00 | 298 | 230
2017-11-12 08:30 | 311 | 251
2017-11-12 09:00 | 304 | 252
2017-11-12 09:30 | 306 | 262
2017-11-12 10:00 | 303 | 259
2017-11-12 10:30 | 286 | 239
2017-11-12 11:00 | 279 | 229
2017-11-12 11:30 | 275 | 224
2017-11-12 12:00 | 281 | 232
2017-11-12 12:30 | 278 | 229
2017-11-12 13:00 | 280 | 231
2017-11-12 13:30 | 275 | 224
2017-11-12 14:00 | 283 | 235
2017-11-12 14:30 | 297 | 251
2017-11-12 15:00 | 299 | 253
2017-11-12 15:30 | 342 | 306
2017-11-12 16:00 | 369 | 338
2017-11-12 16:30 | 411 | 386
2017-11-12 17:00 | 480 | 462
2017-11-12 17:30 | 479 | 462
2017-11-12 18:00 | 546 | 532
2017-11-12 18:30 | 574 | 562
2017-11-12 19:00 | 612 | 602
2017-11-12 19:30 | 589 | 578
2017-11-12 20:00 | 582 | 569
2017-11-12 20:30 | 583 | 569
2017-11-12 21:00 | 571 | 557
2017-11-12 21:30 | 526 | 509
2017-11-12 22:00 | 503 | 485
2017-11-12 22:30 | 492 | 472
2017-11-12 23:00 | 497 | 477
2017-11-12 23:30 | 440 | 414
2017-11-13 | 399 | 368
2017-11-13 00:30 | 303 | 255
2017-11-13 01:00 | 255 | 197
2017-11-13 01:30 | 265 | 195
2017-11-13 02:00 | 283 | 205
2017-11-13 02:30 | 283 | 192
2017-11-13 03:00 | 281 | 187
2017-11-13 03:30 | 278 | 183
2017-11-13 04:00 | 294 | 213
2017-11-13 04:30 | 355 | 299
2017-11-13 05:00 | 367 | 309
2017-11-13 05:30 | 333 | 272
2017-11-13 06:00 | 353 | 297
2017-11-13 06:30 | 375 | 345
2017-11-13 07:00 | 390 | 363
2017-11-13 07:30 | 400 | 386
2017-11-13 08:00 | 406 | 394
2017-11-13 08:30 | 408 | 397
2017-11-13 09:00 | 412 | 401
2017-11-13 09:30 | 393 | 382
2017-11-13 10:00 | 380 | 368
2017-11-13 10:30 | 347 | 332
2017-11-13 11:00 | 314 | 295
2017-11-13 11:30 | 341 | 325
2017-11-13 12:00 | 332 | 314
2017-11-13 12:30 | 299 | 278
2017-11-13 13:00 | 302 | 280
2017-11-13 13:30 | 315 | 295
2017-11-13 14:00 | 339 | 322
2017-11-13 14:30 | 366 | 351
2017-11-13 15:00 | 342 | 326
2017-11-13 15:30 | 321 | 303
2017-11-13 16:00 | 343 | 327
2017-11-13 16:30 | 356 | 341
2017-11-13 17:00 | 405 | 391
2017-11-13 17:30 | 449 | 436
2017-11-13 18:00 | 475 | 463
2017-11-13 18:30 | 498 | 489
2017-11-13 19:00 | 556 | 549
2017-11-13 19:30 | 533 | 525
2017-11-13 20:00 | 486 | 475
2017-11-13 20:30 | 497 | 486
2017-11-13 21:00 | 502 | 492
2017-11-13 21:30 | 489 | 477
2017-11-13 22:00 | 463 | 445
2017-11-13 22:30 | 497 | 478
2017-11-13 23:00 | 517 | 499
2017-11-13 23:30 | 461 | 437
2017-11-14 | 402 | 362
2017-11-14 00:30 | 386 | 342
2017-11-14 01:00 | 396 | 355
2017-11-14 01:30 | 368 | 323
2017-11-14 02:00 | 362 | 315
2017-11-14 02:30 | 348 | 299
2017-11-14 03:00 | 349 | 299
2017-11-14 03:30 | 350 | 301
2017-11-14 04:00 | 356 | 309
2017-11-14 04:30 | 352 | 305
2017-11-14 05:00 | 364 | 319
2017-11-14 05:30 | 398 | 360
2017-11-14 06:00 | 409 | 373
2017-11-14 06:30 | 419 | 388
2017-11-14 07:00 | 409 | 376
2017-11-14 07:30 | 383 | 351
2017-11-14 08:00 | 380 | 356
2017-11-14 08:30 | 396 | 374
2017-11-14 09:00 | 430 | 412
2017-11-14 09:30 | 390 | 368
2017-11-14 10:00 | 383 | 360
2017-11-14 10:30 | 366 | 340
2017-11-14 11:00 | 367 | 342
2017-11-14 11:30 | 393 | 370
2017-11-14 12:00 | 372 | 347
2017-11-14 12:30 | 356 | 329
2017-11-14 13:00 | 372 | 349
2017-11-14 13:30 | 346 | 319
2017-11-14 14:00 | 369 | 346
2017-11-14 14:30 | 356 | 330
2017-11-14 15:00 | 350 | 315
2017-11-14 15:30 | 393 | 368
2017-11-14 16:00 | 398 | 377
2017-11-14 16:30 | 424 | 406
2017-11-14 17:00 | 479 | 464
2017-11-14 17:30 | 514 | 500
2017-11-14 18:00 | 518 | 503
2017-11-14 18:30 | 517 | 503
2017-11-14 19:00 | 591 | 582
2017-11-14 19:30 | 557 | 550
2017-11-14 20:00 | 549 | 541
2017-11-14 20:30 | 567 | 560
2017-11-14 21:00 | 532 | 522
2017-11-14 21:30 | 478 | 462
2017-11-14 22:00 | 423 | 400
2017-11-14 22:30 | 435 | 414
2017-11-14 23:00 | 482 | 463
2017-11-14 23:30 | 440 | 416
2017-11-15 | 375 | 345
2017-11-15 00:30 | 372 | 332
2017-11-15 01:00 | 313 | 262
2017-11-15 01:30 | 308 | 245
2017-11-15 02:00 | 312 | 247
2017-11-15 02:30 | 281 | 206
2017-11-15 03:00 | 281 | 208
2017-11-15 03:30 | 276 | 201
2017-11-15 04:00 | 291 | 222
2017-11-15 04:30 | 281 | 210
2017-11-15 05:00 | 284 | 213
2017-11-15 05:30 | 308 | 246
2017-11-15 06:00 | 355 | 306
2017-11-15 06:30 | 358 | 325
2017-11-15 07:00 | 392 | 377
2017-11-15 07:30 | 340 | 323
2017-11-15 08:00 | 313 | 290
2017-11-15 08:30 | 322 | 302
2017-11-15 09:00 | 287 | 265
2017-11-15 09:30 | 258 | 230
2017-11-15 10:00 | 285 | 261
2017-11-15 10:30 | 277 | 252
2017-11-15 11:00 | 310 | 290
2017-11-15 11:30 | 335 | 317
2017-11-15 12:00 | 360 | 343
2017-11-15 12:30 | 428 | 416
2017-11-15 13:00 | 460 | 450
2017-11-15 13:30 | 431 | 419
2017-11-15 14:00 | 447 | 436
2017-11-15 14:30 | 483 | 475
2017-11-15 15:00 | 478 | 469
2017-11-15 15:30 | 453 | 442
2017-11-15 16:00 | 496 | 487
2017-11-15 16:30 | 521 | 513
2017-11-15 17:00 | 526 | 518
2017-11-15 17:30 | 540 | 532
2017-11-15 18:00 | 539 | 531
2017-11-15 18:30 | 572 | 565
2017-11-15 19:00 | 626 | 621
2017-11-15 19:30 | 600 | 593
2017-11-15 20:00 | 582 | 575
2017-11-15 20:30 | 583 | 576
2017-11-15 21:00 | 504 | 493
2017-11-15 21:30 | 462 | 441
2017-11-15 22:00 | 463 | 442
2017-11-15 22:30 | 511 | 495
2017-11-15 23:00 | 549 | 535
2017-11-15 23:30 | 492 | 469
2017-11-16 | 417 | 377
2017-11-16 00:30 | 388 | 340
2017-11-16 01:00 | 333 | 276
2017-11-16 01:30 | 305 | 252
2017-11-16 02:00 | 331 | 277
2017-11-16 02:30 | 333 | 275
2017-11-16 03:00 | 312 | 245
2017-11-16 03:30 | 299 | 226
2017-11-16 04:00 | 300 | 228
2017-11-16 04:30 | 340 | 279
2017-11-16 05:00 | 374 | 320
2017-11-16 05:30 | 397 | 350
2017-11-16 06:00 | 412 | 369
2017-11-16 06:30 | 429 | 395
2017-11-16 07:00 | 433 | 410
2017-11-16 07:30 | 421 | 400
2017-11-16 08:00 | 435 | 408
2017-11-16 08:30 | 410 | 380
2017-11-16 09:00 | 375 | 346
2017-11-16 09:30 | 345 | 315
2017-11-16 10:00 | 376 | 358
2017-11-16 10:30 | 369 | 350
2017-11-16 11:00 | 366 | 346
2017-11-16 11:30 | 389 | 372
2017-11-16 12:00 | 395 | 379
2017-11-16 12:30 | 399 | 383
2017-11-16 13:00 | 438 | 424
2017-11-16 13:30 | 437 | 424
2017-11-16 14:00 | 471 | 460
2017-11-16 14:30 | 500 | 490
2017-11-16 15:00 | 487 | 476
2017-11-16 15:30 | 508 | 498
2017-11-16 16:00 | 533 | 524
2017-11-16 16:30 | 545 | 536
2017-11-16 17:00 | 595 | 588
2017-11-16 17:30 | 613 | 606
2017-11-16 18:00 | 621 | 613
2017-11-16 18:30 | 645 | 639
2017-11-16 19:00 | 700 | 695
2017-11-16 19:30 | 713 | 708
2017-11-16 20:00 | 736 | 731
2017-11-16 20:30 | 717 | 712
2017-11-16 21:00 | 685 | 679
2017-11-16 21:30 | 601 | 592
2017-11-16 22:00 | 558 | 544
2017-11-16 22:30 | 602 | 590
2017-11-16 23:00 | 630 | 619
2017-11-16 23:30 | 609 | 597
2017-11-17 | 512 | 493
2017-11-17 00:30 | 439 | 412
2017-11-17 01:00 | 416 | 368
2017-11-17 01:30 | 383 | 330
2017-11-17 02:00 | 385 | 344
2017-11-17 02:30 | 378 | 336
2017-11-17 03:00 | 368 | 323
2017-11-17 03:30 | 363 | 318
2017-11-17 04:00 | 371 | 329
2017-11-17 04:30 | 378 | 337
2017-11-17 05:00 | 440 | 408
2017-11-17 05:30 | 464 | 435
2017-11-17 06:00 | 471 | 445
2017-11-17 06:30 | 503 | 487
2017-11-17 07:00 | 458 | 448
2017-11-17 07:30 | 456 | 448
2017-11-17 08:00 | 497 | 489
2017-11-17 08:30 | 462 | 451
2017-11-17 09:00 | 441 | 429
2017-11-17 09:30 | 423 | 409
2017-11-17 10:00 | 446 | 433
2017-11-17 10:30 | 419 | 404
2017-11-17 11:00 | 425 | 412
2017-11-17 11:30 | 434 | 422
2017-11-17 12:00 | 424 | 412
2017-11-17 12:30 | 435 | 424
2017-11-17 13:00 | 441 | 430
2017-11-17 13:30 | 425 | 413
2017-11-17 14:00 | 429 | 417
2017-11-17 14:30 | 446 | 435
2017-11-17 15:00 | 458 | 448
2017-11-17 15:30 | 485 | 477
2017-11-17 16:00 | 545 | 537
2017-11-17 16:30 | 562 | 554
2017-11-17 17:00 | 578 | 571
2017-11-17 17:30 | 580 | 572
2017-11-17 18:00 | 571 | 562
2017-11-17 18:30 | 558 | 550
2017-11-17 19:00 | 620 | 614
2017-11-17 19:30 | 628 | 622
2017-11-17 20:00 | 610 | 604
2017-11-17 20:30 | 569 | 561
2017-11-17 21:00 | 555 | 545
2017-11-17 21:30 | 501 | 485
2017-11-17 22:00 | 476 | 458
2017-11-17 22:30 | 464 | 446
2017-11-17 23:00 | 512 | 496
2017-11-17 23:30 | 494 | 477
2017-11-18 | 431 | 407
2017-11-18 00:30 | 376 | 341
2017-11-18 01:00 | 337 | 291
2017-11-18 01:30 | 311 | 261
2017-11-18 02:00 | 304 | 253
2017-11-18 02:30 | 309 | 258
2017-11-18 03:00 | 278 | 219
2017-11-18 03:30 | 284 | 226
2017-11-18 04:00 | 280 | 222
2017-11-18 04:30 | 283 | 224
2017-11-18 05:00 | 297 | 244
2017-11-18 05:30 | 282 | 226
2017-11-18 06:00 | 280 | 225
2017-11-18 06:30 | 294 | 241
2017-11-18 07:00 | 290 | 255
2017-11-18 07:30 | 319 | 294
2017-11-18 08:00 | 342 | 328
2017-11-18 08:30 | 352 | 346
2017-11-18 09:00 | 373 | 370
2017-11-18 09:30 | 375 | 373
2017-11-18 10:00 | 409 | 406
2017-11-18 10:30 | 413 | 409
2017-11-18 11:00 | 447 | 443
2017-11-18 11:30 | 387 | 381
2017-11-18 12:00 | 373 | 367
2017-11-18 12:30 | 393 | 387
2017-11-18 13:00 | 414 | 409
2017-11-18 13:30 | 426 | 421
2017-11-18 14:00 | 420 | 415
2017-11-18 14:30 | 414 | 408
2017-11-18 15:00 | 405 | 399
2017-11-18 15:30 | 419 | 413
2017-11-18 16:00 | 450 | 445
2017-11-18 16:30 | 440 | 435
2017-11-18 17:00 | 452 | 446
2017-11-18 17:30 | 493 | 489
2017-11-18 18:00 | 544 | 542
2017-11-18 18:30 | 563 | 561
2017-11-18 19:00 | 556 | 554
2017-11-18 19:30 | 540 | 538
2017-11-18 20:00 | 520 | 517
2017-11-18 20:30 | 502 | 498
2017-11-18 21:00 | 488 | 483
2017-11-18 21:30 | 462 | 445
2017-11-18 22:00 | 436 | 415
2017-11-18 22:30 | 454 | 435
2017-11-18 23:00 | 498 | 481
2017-11-18 23:30 | 458 | 435
2017-11-19 | 391 | 358
2017-11-19 00:30 | 342 | 296
2017-11-19 01:00 | 300 | 231
2017-11-19 01:30 | 283 | 209
2017-11-19 02:00 | 285 | 217
2017-11-19 02:30 | 262 | 203
2017-11-19 03:00 | 234 | 163
2017-11-19 03:30 | 237 | 171
2017-11-19 04:00 | 232 | 162
2017-11-19 04:30 | 224 | 144
2017-11-19 05:00 | 225 | 145
2017-11-19 05:30 | 229 | 150
2017-11-19 06:00 | 234 | 149
2017-11-19 06:30 | 221 | 135
2017-11-19 07:00 | 232 | 187
2017-11-19 07:30 | 185 | 152
2017-11-19 08:00 | 181 | 162
2017-11-19 08:30 | 210 | 195
2017-11-19 09:00 | 233 | 222
2017-11-19 09:30 | 247 | 238
2017-11-19 10:00 | 243 | 233
2017-11-19 10:30 | 242 | 232
2017-11-19 11:00 | 244 | 233
2017-11-19 11:30 | 231 | 220
2017-11-19 12:00 | 228 | 217
2017-11-19 12:30 | 224 | 211
2017-11-19 13:00 | 253 | 242
2017-11-19 13:30 | 269 | 258
2017-11-19 14:00 | 274 | 264
2017-11-19 14:30 | 272 | 261
2017-11-19 15:00 | 246 | 232
2017-11-19 15:30 | 298 | 287
2017-11-19 16:00 | 317 | 307
2017-11-19 16:30 | 387 | 380
2017-11-19 17:00 | 426 | 421
2017-11-19 17:30 | 471 | 468
2017-11-19 18:00 | 510 | 508
2017-11-19 18:30 | 506 | 504
2017-11-19 19:00 | 554 | 552
2017-11-19 19:30 | 535 | 533
2017-11-19 20:00 | 508 | 506
2017-11-19 20:30 | 525 | 523
2017-11-19 21:00 | 500 | 497
2017-11-19 21:30 | 459 | 443
2017-11-19 22:00 | 453 | 434
2017-11-19 22:30 | 463 | 440
2017-11-19 23:00 | 521 | 500
2017-11-19 23:30 | 465 | 439
2017-11-20 | 402 | 350
2017-11-20 00:30 | 335 | 272
2017-11-20 01:00 | 290 | 223
2017-11-20 01:30 | 280 | 197
2017-11-20 02:00 | 286 | 203
2017-11-20 02:30 | 302 | 211
2017-11-20 03:00 | 317 | 248
2017-11-20 03:30 | 315 | 246
2017-11-20 04:00 | 312 | 243
2017-11-20 04:30 | 313 | 244
2017-11-20 05:00 | 328 | 265
2017-11-20 05:30 | 351 | 300
2017-11-20 06:00 | 368 | 332
2017-11-20 06:30 | 408 | 382
2017-11-20 07:00 | 416 | 398
2017-11-20 07:30 | 448 | 436
2017-11-20 08:00 | 468 | 459
2017-11-20 08:30 | 444 | 434
2017-11-20 09:00 | 424 | 414
2017-11-20 09:30 | 403 | 390
2017-11-20 10:00 | 381 | 371
2017-11-20 10:30 | 390 | 382
2017-11-20 11:00 | 380 | 372
2017-11-20 11:30 | 352 | 342
2017-11-20 12:00 | 340 | 329
2017-11-20 12:30 | 354 | 345
2017-11-20 13:00 | 389 | 379
2017-11-20 13:30 | 402 | 390
2017-11-20 14:00 | 415 | 403
2017-11-20 14:30 | 447 | 438
2017-11-20 15:00 | 454 | 445
2017-11-20 15:30 | 389 | 375
2017-11-20 16:00 | 421 | 410
2017-11-20 16:30 | 420 | 409
2017-11-20 17:00 | 417 | 404
2017-11-20 17:30 | 420 | 406
2017-11-20 18:00 | 437 | 424
2017-11-20 18:30 | 468 | 460
2017-11-20 19:00 | 509 | 505
2017-11-20 19:30 | 482 | 476
2017-11-20 20:00 | 437 | 429
2017-11-20 20:30 | 418 | 409
2017-11-20 21:00 | 403 | 395
2017-11-20 21:30 | 389 | 374
2017-11-20 22:00 | 383 | 367
2017-11-20 22:30 | 384 | 365
2017-11-20 23:00 | 426 | 408
2017-11-20 23:30 | 417 | 396
2017-11-21 | 370 | 342
2017-11-21 00:30 | 321 | 285
2017-11-21 01:00 | 270 | 226
2017-11-21 01:30 | 238 | 190
2017-11-21 02:00 | 249 | 191
2017-11-21 02:30 | 249 | 194
2017-11-21 03:00 | 233 | 172
2017-11-21 03:30 | 237 | 180
2017-11-21 04:00 | 240 | 183
2017-11-21 04:30 | 255 | 204
2017-11-21 05:00 | 271 | 226
2017-11-21 05:30 | 294 | 257
2017-11-21 06:00 | 319 | 291
2017-11-21 06:30 | 326 | 301
2017-11-21 07:00 | 345 | 325
2017-11-21 07:30 | 337 | 322
2017-11-21 08:00 | 338 | 323
2017-11-21 08:30 | 339 | 324
2017-11-21 09:00 | 333 | 317
2017-11-21 09:30 | 305 | 287
2017-11-21 10:00 | 315 | 298
2017-11-21 10:30 | 293 | 273
2017-11-21 11:00 | 276 | 255
2017-11-21 11:30 | 298 | 280
2017-11-21 12:00 | 297 | 278
2017-11-21 12:30 | 311 | 293
2017-11-21 13:00 | 323 | 306
2017-11-21 13:30 | 311 | 291
2017-11-21 14:00 | 347 | 331
2017-11-21 14:30 | 312 | 292
2017-11-21 15:00 | 309 | 290
2017-11-21 15:30 | 307 | 286
2017-11-21 16:00 | 336 | 318
2017-11-21 16:30 | 335 | 314
2017-11-21 17:00 | 346 | 331
2017-11-21 17:30 | 369 | 356
2017-11-21 18:00 | 401 | 389
2017-11-21 18:30 | 411 | 399
2017-11-21 19:00 | 443 | 435
2017-11-21 19:30 | 416 | 406
2017-11-21 20:00 | 419 | 408
2017-11-21 20:30 | 433 | 422
2017-11-21 21:00 | 454 | 449
2017-11-21 21:30 | 437 | 422
2017-11-21 22:00 | 430 | 412
2017-11-21 22:30 | 426 | 407
2017-11-21 23:00 | 511 | 498
2017-11-21 23:30 | 474 | 451
2017-11-22 | 407 | 376
2017-11-22 00:30 | 320 | 274
2017-11-22 01:00 | 270 | 212
2017-11-22 01:30 | 245 | 183
2017-11-22 02:00 | 261 | 207
2017-11-22 02:30 | 255 | 199
2017-11-22 03:00 | 240 | 177
2017-11-22 03:30 | 243 | 183
2017-11-22 04:00 | 244 | 183
2017-11-22 04:30 | 237 | 172
2017-11-22 05:00 | 264 | 213
2017-11-22 05:30 | 304 | 264
2017-11-22 06:00 | 315 | 282
2017-11-22 06:30 | 328 | 308
2017-11-22 07:00 | 339 | 326
2017-11-22 07:30 | 371 | 360
2017-11-22 08:00 | 327 | 315
2017-11-22 08:30 | 322 | 304
2017-11-22 09:00 | 288 | 269
2017-11-22 09:30 | 222 | 198
2017-11-22 10:00 | 190 | 163
2017-11-22 10:30 | 166 | 135
2017-11-22 11:00 | 163 | 132
2017-11-22 11:30 | 162 | 129
2017-11-22 12:00 | 172 | 143
2017-11-22 12:30 | 173 | 143
2017-11-22 13:00 | 188 | 159
2017-11-22 13:30 | 202 | 174
2017-11-22 14:00 | 203 | 176
2017-11-22 14:30 | 190 | 163
2017-11-22 15:00 | 165 | 127
2017-11-22 15:30 | 215 | 190
2017-11-22 16:00 | 233 | 209
2017-11-22 16:30 | 278 | 256
2017-11-22 17:00 | 346 | 327
2017-11-22 17:30 | 396 | 380
2017-11-22 18:00 | 405 | 390
2017-11-22 18:30 | 436 | 422
2017-11-22 19:00 | 450 | 438
2017-11-22 19:30 | 433 | 420
2017-11-22 20:00 | 400 | 385
2017-11-22 20:30 | 427 | 419
2017-11-22 21:00 | 438 | 431
2017-11-22 21:30 | 401 | 386
2017-11-22 22:00 | 380 | 358
2017-11-22 22:30 | 388 | 366
2017-11-22 23:00 | 459 | 445
2017-11-22 23:30 | 416 | 397
2017-11-23 | 354 | 326
2017-11-23 00:30 | 289 | 250
2017-11-23 01:00 | 229 | 179
2017-11-23 01:30 | 230 | 184
2017-11-23 02:00 | 222 | 173
2017-11-23 02:30 | 212 | 158
2017-11-23 03:00 | 209 | 153
2017-11-23 03:30 | 214 | 160
2017-11-23 04:00 | 217 | 166
2017-11-23 04:30 | 213 | 160
2017-11-23 05:00 | 228 | 182
2017-11-23 05:30 | 259 | 225
2017-11-23 06:00 | 288 | 260
2017-11-23 06:30 | 302 | 285
2017-11-23 07:00 | 330 | 319
2017-11-23 07:30 | 343 | 327
2017-11-23 08:00 | 353 | 339
2017-11-23 08:30 | 375 | 361
2017-11-23 09:00 | 360 | 345
2017-11-23 09:30 | 346 | 330
2017-11-23 10:00 | 354 | 339
2017-11-23 10:30 | 334 | 317
2017-11-23 11:00 | 297 | 277
2017-11-23 11:30 | 313 | 293
2017-11-23 12:00 | 296 | 273
2017-11-23 12:30 | 309 | 288
2017-11-23 13:00 | 323 | 303
2017-11-23 13:30 | 364 | 349
2017-11-23 14:00 | 398 | 387
2017-11-23 14:30 | 380 | 366
2017-11-23 15:00 | 367 | 351
2017-11-23 15:30 | 367 | 351
2017-11-23 16:00 | 400 | 386
2017-11-23 16:30 | 421 | 408
2017-11-23 17:00 | 431 | 418
2017-11-23 17:30 | 438 | 425
2017-11-23 18:00 | 483 | 472
2017-11-23 18:30 | 495 | 485
2017-11-23 19:00 | 540 | 533
2017-11-23 19:30 | 544 | 536
2017-11-23 20:00 | 554 | 546
2017-11-23 20:30 | 534 | 527
2017-11-23 21:00 | 547 | 540
2017-11-23 21:30 | 473 | 452
2017-11-23 22:00 | 411 | 383
2017-11-23 22:30 | 424 | 403
2017-11-23 23:00 | 462 | 446
2017-11-23 23:30 | 497 | 480
2017-11-24 | 446 | 419
2017-11-24 00:30 | 329 | 285
2017-11-24 01:00 | 270 | 214
2017-11-24 01:30 | 266 | 212
2017-11-24 02:00 | 273 | 220
2017-11-24 02:30 | 277 | 225
2017-11-24 03:00 | 269 | 213
2017-11-24 03:30 | 267 | 211
2017-11-24 04:00 | 277 | 225
2017-11-24 04:30 | 291 | 244
2017-11-24 05:00 | 292 | 246
2017-11-24 05:30 | 298 | 253
2017-11-24 06:00 | 341 | 307
2017-11-24 06:30 | 357 | 331
2017-11-24 07:00 | 364 | 347
2017-11-24 07:30 | 331 | 311
2017-11-24 08:00 | 317 | 303
2017-11-24 08:30 | 331 | 319
2017-11-24 09:00 | 323 | 307
2017-11-24 09:30 | 315 | 296
2017-11-24 10:00 | 323 | 307
2017-11-24 10:30 | 329 | 313
2017-11-24 11:00 | 313 | 297
2017-11-24 11:30 | 309 | 291
2017-11-24 12:00 | 327 | 311
2017-11-24 12:30 | 332 | 316
2017-11-24 13:00 | 339 | 324
2017-11-24 13:30 | 339 | 324
2017-11-24 14:00 | 353 | 343
2017-11-24 14:30 | 370 | 362
2017-11-24 15:00 | 365 | 357
2017-11-24 15:30 | 414 | 407
2017-11-24 16:00 | 446 | 440
2017-11-24 16:30 | 474 | 469
2017-11-24 17:00 | 524 | 521
2017-11-24 17:30 | 538 | 534
2017-11-24 18:00 | 520 | 515
2017-11-24 18:30 | 508 | 503
2017-11-24 19:00 | 546 | 542
2017-11-24 19:30 | 561 | 557
2017-11-24 20:00 | 550 | 546
2017-11-24 20:30 | 560 | 556
2017-11-24 21:00 | 532 | 526
2017-11-24 21:30 | 417 | 403
2017-11-24 22:00 | 394 | 377
2017-11-24 22:30 | 389 | 372
2017-11-24 23:00 | 375 | 355
2017-11-24 23:30 | 335 | 310
2017-11-25 | 331 | 309
2017-11-25 00:30 | 302 | 271
2017-11-25 01:00 | 291 | 238
2017-11-25 01:30 | 278 | 222
2017-11-25 02:00 | 308 | 260
2017-11-25 02:30 | 304 | 249
2017-11-25 03:00 | 287 | 224
2017-11-25 03:30 | 269 | 208
2017-11-25 04:00 | 264 | 210
2017-11-25 04:30 | 281 | 232
2017-11-25 05:00 | 274 | 223
2017-11-25 05:30 | 274 | 223
2017-11-25 06:00 | 245 | 183
2017-11-25 06:30 | 243 | 198
2017-11-25 07:00 | 259 | 221
2017-11-25 07:30 | 277 | 241
2017-11-25 08:00 | 296 | 268
2017-11-25 08:30 | 288 | 273
2017-11-25 09:00 | 300 | 286
2017-11-25 09:30 | 289 | 272
2017-11-25 10:00 | 302 | 288
2017-11-25 10:30 | 276 | 258
2017-11-25 11:00 | 286 | 271
2017-11-25 11:30 | 289 | 274
2017-11-25 12:00 | 275 | 261
2017-11-25 12:30 | 285 | 279
2017-11-25 13:00 | 340 | 334
2017-11-25 13:30 | 342 | 335
2017-11-25 14:00 | 340 | 332
2017-11-25 14:30 | 359 | 353
2017-11-25 15:00 | 345 | 337
2017-11-25 15:30 | 347 | 340
2017-11-25 16:00 | 345 | 338
2017-11-25 16:30 | 395 | 391
2017-11-25 17:00 | 395 | 390
2017-11-25 17:30 | 448 | 445
2017-11-25 18:00 | 437 | 434
2017-11-25 18:30 | 462 | 459
2017-11-25 19:00 | 506 | 504
2017-11-25 19:30 | 522 | 520
2017-11-25 20:00 | 487 | 485
2017-11-25 20:30 | 473 | 470
2017-11-25 21:00 | 465 | 461
2017-11-25 21:30 | 426 | 410
2017-11-25 22:00 | 390 | 366
2017-11-25 22:30 | 367 | 340
2017-11-25 23:00 | 428 | 409
2017-11-25 23:30 | 440 | 421
2017-11-26 | 373 | 345
2017-11-26 00:30 | 313 | 275
2017-11-26 01:00 | 287 | 248
2017-11-26 01:30 | 267 | 211
2017-11-26 02:00 | 272 | 219
2017-11-26 02:30 | 262 | 205
2017-11-26 03:00 | 258 | 199
2017-11-26 03:30 | 261 | 206
2017-11-26 04:00 | 248 | 186
2017-11-26 04:30 | 239 | 173
2017-11-26 05:00 | 226 | 147
2017-11-26 05:30 | 236 | 166
2017-11-26 06:00 | 234 | 164
2017-11-26 06:30 | 231 | 160
2017-11-26 07:00 | 224 | 150
2017-11-26 07:30 | 221 | 148
2017-11-26 08:00 | 237 | 180
2017-11-26 08:30 | 239 | 189
2017-11-26 09:00 | 244 | 225
2017-11-26 09:30 | 267 | 249
2017-11-26 10:00 | 272 | 256
2017-11-26 10:30 | 282 | 269
2017-11-26 11:00 | 274 | 262
2017-11-26 11:30 | 277 | 265
2017-11-26 12:00 | 271 | 259
2017-11-26 12:30 | 282 | 271
2017-11-26 13:00 | 264 | 252
2017-11-26 13:30 | 273 | 262
2017-11-26 14:00 | 290 | 281
2017-11-26 14:30 | 292 | 283
2017-11-26 15:00 | 328 | 321
2017-11-26 15:30 | 339 | 332
2017-11-26 16:00 | 363 | 357
2017-11-26 16:30 | 408 | 404
2017-11-26 17:00 | 436 | 433
2017-11-26 17:30 | 494 | 492
2017-11-26 18:00 | 533 | 530
2017-11-26 18:30 | 595 | 593
2017-11-26 19:00 | 655 | 654
2017-11-26 19:30 | 631 | 630
2017-11-26 20:00 | 617 | 616
2017-11-26 20:30 | 658 | 657
2017-11-26 21:00 | 603 | 600
2017-11-26 21:30 | 606 | 596
2017-11-26 22:00 | 554 | 539
2017-11-26 22:30 | 525 | 509
2017-11-26 23:00 | 561 | 548
2017-11-26 23:30 | 511 | 492
2017-11-27 | 441 | 403
2017-11-27 00:30 | 390 | 345
2017-11-27 01:00 | 347 | 302
2017-11-27 01:30 | 363 | 326
2017-11-27 02:00 | 354 | 313
2017-11-27 02:30 | 362 | 323
2017-11-27 03:00 | 320 | 273
2017-11-27 03:30 | 304 | 256
2017-11-27 04:00 | 293 | 253
2017-11-27 04:30 | 290 | 250
2017-11-27 05:00 | 308 | 273
2017-11-27 05:30 | 295 | 265
2017-11-27 06:00 | 269 | 242
2017-11-27 06:30 | 281 | 260
2017-11-27 07:00 | 278 | 270
2017-11-27 07:30 | 318 | 312
2017-11-27 08:00 | 323 | 314
2017-11-27 08:30 | 320 | 311
2017-11-27 09:00 | 308 | 296
2017-11-27 09:30 | 325 | 314
2017-11-27 10:00 | 318 | 307
2017-11-27 10:30 | 315 | 303
2017-11-27 11:00 | 338 | 326
2017-11-27 11:30 | 322 | 310
2017-11-27 12:00 | 338 | 326
2017-11-27 12:30 | 345 | 335
2017-11-27 13:00 | 365 | 356
2017-11-27 13:30 | 370 | 361
2017-11-27 14:00 | 383 | 375
2017-11-27 14:30 | 422 | 415
2017-11-27 15:00 | 446 | 441
2017-11-27 15:30 | 459 | 453
2017-11-27 16:00 | 505 | 501
2017-11-27 16:30 | 521 | 517
2017-11-27 17:00 | 532 | 528
2017-11-27 17:30 | 566 | 562
2017-11-27 18:00 | 562 | 557
2017-11-27 18:30 | 617 | 614
2017-11-27 19:00 | 628 | 626
2017-11-27 19:30 | 607 | 605
2017-11-27 20:00 | 557 | 553
2017-11-27 20:30 | 568 | 564
2017-11-27 21:00 | 537 | 531
2017-11-27 21:30 | 489 | 470
2017-11-27 22:00 | 458 | 443
2017-11-27 22:30 | 415 | 400
2017-11-27 23:00 | 500 | 487
2017-11-27 23:30 | 509 | 495
2017-11-28 | 470 | 454
2017-11-28 00:30 | 433 | 413
2017-11-28 01:00 | 396 | 367
2017-11-28 01:30 | 371 | 341
2017-11-28 02:00 | 356 | 330
2017-11-28 02:30 | 376 | 352
2017-11-28 03:00 | 370 | 345
2017-11-28 03:30 | 362 | 337
2017-11-28 04:00 | 463 | 449
2017-11-28 04:30 | 557 | 546
2017-11-28 05:00 | 552 | 541
2017-11-28 05:30 | 547 | 536
2017-11-28 06:00 | 568 | 559
2017-11-28 06:30 | 561 | 552
2017-11-28 07:00 | 555 | 549
2017-11-28 07:30 | 592 | 590
2017-11-28 08:00 | 615 | 612
2017-11-28 08:30 | 631 | 628
2017-11-28 09:00 | 610 | 605
2017-11-28 09:30 | 608 | 604
2017-11-28 10:00 | 610 | 606
2017-11-28 10:30 | 619 | 615
2017-11-28 11:00 | 632 | 628
2017-11-28 11:30 | 645 | 640
2017-11-28 12:00 | 644 | 639
2017-11-28 12:30 | 641 | 636
2017-11-28 13:00 | 652 | 647
2017-11-28 13:30 | 643 | 638
2017-11-28 14:00 | 665 | 661
2017-11-28 14:30 | 643 | 639
2017-11-28 15:00 | 623 | 618
2017-11-28 15:30 | 628 | 623
2017-11-28 16:00 | 669 | 665
2017-11-28 16:30 | 675 | 671
2017-11-28 17:00 | 708 | 704
2017-11-28 17:30 | 730 | 727
2017-11-28 18:00 | 705 | 700
2017-11-28 18:30 | 707 | 703
2017-11-28 19:00 | 690 | 686
2017-11-28 19:30 | 599 | 592
2017-11-28 20:00 | 558 | 549
2017-11-28 20:30 | 524 | 514
2017-11-28 21:00 | 494 | 482
2017-11-28 21:30 | 487 | 478
2017-11-28 22:00 | 515 | 505
2017-11-28 22:30 | 512 | 499
2017-11-28 23:00 | 523 | 511
2017-11-28 23:30 | 526 | 514
2017-11-29 | 503 | 488
2017-11-29 00:30 | 445 | 425
2017-11-29 01:00 | 432 | 411
2017-11-29 01:30 | 377 | 349
2017-11-29 02:00 | 356 | 325
2017-11-29 02:30 | 332 | 297
2017-11-29 03:00 | 309 | 274
2017-11-29 03:30 | 299 | 271
2017-11-29 04:00 | 279 | 248
2017-11-29 04:30 | 272 | 239
2017-11-29 05:00 | 308 | 282
2017-11-29 05:30 | 365 | 348
2017-11-29 06:00 | 376 | 361
2017-11-29 06:30 | 390 | 380
2017-11-29 07:00 | 399 | 390
2017-11-29 07:30 | 486 | 481
2017-11-29 08:00 | 540 | 534
2017-11-29 08:30 | 520 | 513
2017-11-29 09:00 | 481 | 472
2017-11-29 09:30 | 476 | 467
2017-11-29 10:00 | 496 | 488
2017-11-29 10:30 | 558 | 553
2017-11-29 11:00 | 536 | 530
2017-11-29 11:30 | 531 | 525
2017-11-29 12:00 | 520 | 513
2017-11-29 12:30 | 503 | 494
2017-11-29 13:00 | 511 | 501
2017-11-29 13:30 | 449 | 434
2017-11-29 14:00 | 413 | 407
2017-11-29 14:30 | 420 | 415
2017-11-29 15:00 | 434 | 430
2017-11-29 15:30 | 463 | 458
2017-11-29 16:00 | 548 | 543
2017-11-29 16:30 | 515 | 509
2017-11-29 17:00 | 521 | 515
2017-11-29 17:30 | 572 | 567
2017-11-29 18:00 | 523 | 516
2017-11-29 18:30 | 493 | 484
2017-11-29 19:00 | 540 | 534
2017-11-29 19:30 | 498 | 490
2017-11-29 20:00 | 473 | 465
2017-11-29 20:30 | 453 | 445
2017-11-29 21:00 | 442 | 436
2017-11-29 21:30 | 483 | 471
2017-11-29 22:00 | 440 | 422
2017-11-29 22:30 | 411 | 389
2017-11-29 23:00 | 457 | 438
2017-11-29 23:30 | 441 | 421
2017-11-30 | 425 | 404
2017-11-30 00:30 | 347 | 315
2017-11-30 01:00 | 302 | 273
2017-11-30 01:30 | 292 | 262
2017-11-30 02:00 | 297 | 268
2017-11-30 02:30 | 270 | 240
2017-11-30 03:00 | 233 | 198
2017-11-30 03:30 | 229 | 197
2017-11-30 04:00 | 420 | 408
2017-11-30 04:30 | 499 | 490
2017-11-30 05:00 | 506 | 497
2017-11-30 05:30 | 480 | 470
2017-11-30 06:00 | 494 | 485
2017-11-30 06:30 | 530 | 523
2017-11-30 07:00 | 523 | 519
2017-11-30 07:30 | 562 | 561
2017-11-30 08:00 | 625 | 624
2017-11-30 08:30 | 614 | 612
2017-11-30 09:00 | 661 | 660
2017-11-30 09:30 | 670 | 668
2017-11-30 10:00 | 650 | 648
2017-11-30 10:30 | 631 | 629
2017-11-30 11:00 | 636 | 634
2017-11-30 11:30 | 637 | 635
2017-11-30 12:00 | 645 | 643
2017-11-30 12:30 | 530 | 525
2017-11-30 13:00 | 400 | 390
2017-11-30 13:30 | 374 | 368
2017-11-30 14:00 | 380 | 372
2017-11-30 14:30 | 377 | 368
2017-11-30 15:00 | 384 | 377
2017-11-30 15:30 | 386 | 381
2017-11-30 16:00 | 404 | 400
2017-11-30 16:30 | 432 | 427
2017-11-30 17:00 | 454 | 448
2017-11-30 17:30 | 472 | 470
2017-11-30 18:00 | 481 | 478
2017-11-30 18:30 | 507 | 504
2017-11-30 19:00 | 537 | 535
2017-11-30 19:30 | 516 | 514
2017-11-30 20:00 | 499 | 496
2017-11-30 20:30 | 484 | 481
2017-11-30 21:00 | 492 | 488
2017-11-30 21:30 | 464 | 449
2017-11-30 22:00 | 408 | 388
2017-11-30 22:30 | 392 | 370
2017-11-30 23:00 | 432 | 413
2017-11-30 23:30 | 372 | 340
2017-12-01 | 308 | 267
2017-12-01 00:30 | 265 | 223
2017-12-01 01:00 | 237 | 190
2017-12-01 01:30 | 260 | 220
2017-12-01 02:00 | 247 | 204
2017-12-01 02:30 | 213 | 155
2017-12-01 03:00 | 215 | 158
2017-12-01 03:30 | 228 | 178
2017-12-01 04:00 | 221 | 168
2017-12-01 04:30 | 211 | 154
2017-12-01 05:00 | 225 | 175
2017-12-01 05:30 | 233 | 186
2017-12-01 06:00 | 221 | 191
2017-12-01 06:30 | 236 | 216
2017-12-01 07:00 | 272 | 258
2017-12-01 07:30 | 301 | 288
2017-12-01 08:00 | 339 | 330
2017-12-01 08:30 | 313 | 301
2017-12-01 09:00 | 330 | 319
2017-12-01 09:30 | 339 | 327
2017-12-01 10:00 | 353 | 343
2017-12-01 10:30 | 307 | 294
2017-12-01 11:00 | 271 | 256
2017-12-01 11:30 | 305 | 294
2017-12-01 12:00 | 362 | 354
2017-12-01 12:30 | 341 | 331
2017-12-01 13:00 | 338 | 328
2017-12-01 13:30 | 331 | 320
2017-12-01 14:00 | 341 | 331
2017-12-01 14:30 | 365 | 357
2017-12-01 15:00 | 346 | 337
2017-12-01 15:30 | 354 | 344
2017-12-01 16:00 | 423 | 416
2017-12-01 16:30 | 470 | 464
2017-12-01 17:00 | 515 | 510
2017-12-01 17:30 | 588 | 585
2017-12-01 18:00 | 556 | 551
2017-12-01 18:30 | 570 | 565
2017-12-01 19:00 | 612 | 609
2017-12-01 19:30 | 560 | 556
2017-12-01 20:00 | 542 | 537
2017-12-01 20:30 | 571 | 567
2017-12-01 21:00 | 557 | 553
2017-12-01 21:30 | 529 | 519
2017-12-01 22:00 | 498 | 485
2017-12-01 22:30 | 493 | 479
2017-12-01 23:00 | 501 | 485
2017-12-01 23:30 | 428 | 401
2017-12-02 | 408 | 370
2017-12-02 00:30 | 336 | 290
2017-12-02 01:00 | 301 | 252
2017-12-02 01:30 | 306 | 250
2017-12-02 02:00 | 342 | 292
2017-12-02 02:30 | 340 | 288
2017-12-02 03:00 | 360 | 313
2017-12-02 03:30 | 384 | 339
2017-12-02 04:00 | 369 | 322
2017-12-02 04:30 | 362 | 314
2017-12-02 05:00 | 350 | 299
2017-12-02 05:30 | 325 | 268
2017-12-02 06:00 | 278 | 223
2017-12-02 06:30 | 275 | 235
2017-12-02 07:00 | 274 | 237
2017-12-02 07:30 | 303 | 272
2017-12-02 08:00 | 314 | 287
2017-12-02 08:30 | 331 | 311
2017-12-02 09:00 | 332 | 316
2017-12-02 09:30 | 342 | 320
2017-12-02 10:00 | 352 | 330
2017-12-02 10:30 | 356 | 341
2017-12-02 11:00 | 416 | 404
2017-12-02 11:30 | 411 | 398
2017-12-02 12:00 | 422 | 407
2017-12-02 12:30 | 418 | 400
2017-12-02 13:00 | 411 | 393
2017-12-02 13:30 | 418 | 400
2017-12-02 14:00 | 481 | 470
2017-12-02 14:30 | 520 | 511
2017-12-02 15:00 | 521 | 509
2017-12-02 15:30 | 539 | 527
2017-12-02 16:00 | 554 | 545
2017-12-02 16:30 | 583 | 578
2017-12-02 17:00 | 625 | 618
2017-12-02 17:30 | 659 | 652
2017-12-02 18:00 | 638 | 629
2017-12-02 18:30 | 624 | 616
2017-12-02 19:00 | 682 | 676
2017-12-02 19:30 | 690 | 685
2017-12-02 20:00 | 656 | 648
2017-12-02 20:30 | 635 | 627
2017-12-02 21:00 | 601 | 591
2017-12-02 21:30 | 580 | 571
2017-12-02 22:00 | 566 | 558
2017-12-02 22:30 | 538 | 527
2017-12-02 23:00 | 587 | 578
2017-12-02 23:30 | 519 | 508
2017-12-03 | 450 | 433
2017-12-03 00:30 | 386 | 364
2017-12-03 01:00 | 338 | 310
2017-12-03 01:30 | 333 | 298
2017-12-03 02:00 | 346 | 312
2017-12-03 02:30 | 330 | 299
2017-12-03 03:00 | 329 | 297
2017-12-03 03:30 | 314 | 280
2017-12-03 04:00 | 330 | 298
2017-12-03 04:30 | 334 | 302
2017-12-03 05:00 | 351 | 320
2017-12-03 05:30 | 337 | 304
2017-12-03 06:00 | 315 | 278
2017-12-03 06:30 | 283 | 242
2017-12-03 07:00 | 262 | 219
2017-12-03 07:30 | 293 | 257
2017-12-03 08:00 | 299 | 265
2017-12-03 08:30 | 309 | 277
2017-12-03 09:00 | 357 | 334
2017-12-03 09:30 | 391 | 372
2017-12-03 10:00 | 390 | 370
2017-12-03 10:30 | 363 | 348
2017-12-03 11:00 | 411 | 400
2017-12-03 11:30 | 464 | 453
2017-12-03 12:00 | 490 | 480
2017-12-03 12:30 | 548 | 539
2017-12-03 13:00 | 602 | 595
2017-12-03 13:30 | 652 | 645
2017-12-03 14:00 | 618 | 611
2017-12-03 14:30 | 572 | 564
2017-12-03 15:00 | 517 | 508
2017-12-03 15:30 | 542 | 533
2017-12-03 16:00 | 593 | 586
2017-12-03 16:30 | 629 | 623
2017-12-03 17:00 | 654 | 648
2017-12-03 17:30 | 654 | 649
2017-12-03 18:00 | 631 | 625
2017-12-03 18:30 | 589 | 583
2017-12-03 19:00 | 586 | 579
2017-12-03 19:30 | 595 | 589
2017-12-03 20:00 | 544 | 536
2017-12-03 20:30 | 530 | 522
2017-12-03 21:00 | 511 | 503
2017-12-03 21:30 | 466 | 456
2017-12-03 22:00 | 422 | 410
2017-12-03 22:30 | 427 | 414
2017-12-03 23:00 | 481 | 470
2017-12-03 23:30 | 428 | 414
2017-12-04 | 361 | 341
2017-12-04 00:30 | 290 | 258
2017-12-04 01:00 | 258 | 218
2017-12-04 01:30 | 249 | 205
2017-12-04 02:00 | 237 | 190
2017-12-04 02:30 | 209 | 148
2017-12-04 03:00 | 200 | 131
2017-12-04 03:30 | 200 | 131
2017-12-04 04:00 | 206 | 143
2017-12-04 04:30 | 223 | 171
2017-12-04 05:00 | 270 | 231
2017-12-04 05:30 | 285 | 251
2017-12-04 06:00 | 306 | 277
2017-12-04 06:30 | 314 | 287
2017-12-04 07:00 | 317 | 299
2017-12-04 07:30 | 353 | 341
2017-12-04 08:00 | 413 | 404
2017-12-04 08:30 | 421 | 414
2017-12-04 09:00 | 463 | 457
2017-12-04 09:30 | 451 | 447
2017-12-04 10:00 | 495 | 491
2017-12-04 10:30 | 531 | 528
2017-12-04 11:00 | 580 | 578
2017-12-04 11:30 | 638 | 636
2017-12-04 12:00 | 652 | 651
2017-12-04 12:30 | 665 | 663
2017-12-04 13:00 | 625 | 622
2017-12-04 13:30 | 620 | 615
2017-12-04 14:00 | 606 | 600
2017-12-04 14:30 | 594 | 589
2017-12-04 15:00 | 549 | 543
2017-12-04 15:30 | 541 | 537
2017-12-04 16:00 | 543 | 538
2017-12-04 16:30 | 546 | 541
2017-12-04 17:00 | 547 | 543
2017-12-04 17:30 | 548 | 543
2017-12-04 18:00 | 536 | 532
2017-12-04 18:30 | 528 | 524
2017-12-04 19:00 | 560 | 556
2017-12-04 19:30 | 572 | 569
2017-12-04 20:00 | 551 | 548
2017-12-04 20:30 | 523 | 518
2017-12-04 21:00 | 464 | 459
2017-12-04 21:30 | 379 | 364
2017-12-04 22:00 | 354 | 329
2017-12-04 22:30 | 356 | 331
2017-12-04 23:00 | 375 | 352
2017-12-04 23:30 | 346 | 319
2017-12-05 | 291 | 254
2017-12-05 00:30 | 260 | 209
2017-12-05 01:00 | 213 | 138
2017-12-05 01:30 | 206 | 125
2017-12-05 02:00 | 229 | 167
2017-12-05 02:30 | 267 | 218
2017-12-05 03:00 | 262 | 210
2017-12-05 03:30 | 233 | 168
2017-12-05 04:00 | 217 | 143
2017-12-05 04:30 | 224 | 157
2017-12-05 05:00 | 232 | 170
2017-12-05 05:30 | 251 | 199
2017-12-05 06:00 | 251 | 202
2017-12-05 06:30 | 251 | 218
2017-12-05 07:00 | 255 | 241
2017-12-05 07:30 | 281 | 270
2017-12-05 08:00 | 319 | 312
2017-12-05 08:30 | 376 | 371
2017-12-05 09:00 | 376 | 370
2017-12-05 09:30 | 315 | 306
2017-12-05 10:00 | 299 | 290
2017-12-05 10:30 | 321 | 313
2017-12-05 11:00 | 303 | 295
2017-12-05 11:30 | 261 | 250
2017-12-05 12:00 | 280 | 271
2017-12-05 12:30 | 299 | 291
2017-12-05 13:00 | 347 | 340
2017-12-05 13:30 | 393 | 388
2017-12-05 14:00 | 453 | 449
2017-12-05 14:30 | 475 | 471
2017-12-05 15:00 | 541 | 539
2017-12-05 15:30 | 557 | 554
2017-12-05 16:00 | 539 | 537
2017-12-05 16:30 | 505 | 502
2017-12-05 17:00 | 504 | 500
2017-12-05 17:30 | 567 | 564
2017-12-05 18:00 | 576 | 573
2017-12-05 18:30 | 573 | 570
2017-12-05 19:00 | 583 | 581
2017-12-05 19:30 | 598 | 596
2017-12-05 20:00 | 535 | 531
2017-12-05 20:30 | 516 | 512
2017-12-05 21:00 | 472 | 467
2017-12-05 21:30 | 418 | 405
2017-12-05 22:00 | 375 | 355
2017-12-05 22:30 | 371 | 349
2017-12-05 23:00 | 434 | 416
2017-12-05 23:30 | 438 | 417
2017-12-06 | 392 | 367
2017-12-06 00:30 | 336 | 308
2017-12-06 01:00 | 280 | 242
2017-12-06 01:30 | 271 | 231
2017-12-06 02:00 | 240 | 192
2017-12-06 02:30 | 227 | 172
2017-12-06 03:00 | 205 | 137
2017-12-06 03:30 | 213 | 153
2017-12-06 04:00 | 232 | 184
2017-12-06 04:30 | 263 | 223
2017-12-06 05:00 | 282 | 246
2017-12-06 05:30 | 292 | 259
2017-12-06 06:00 | 316 | 288
2017-12-06 06:30 | 315 | 288
2017-12-06 07:00 | 279 | 256
2017-12-06 07:30 | 276 | 254
2017-12-06 08:00 | 285 | 267
2017-12-06 08:30 | 278 | 258
2017-12-06 09:00 | 254 | 229
2017-12-06 09:30 | 237 | 209
2017-12-06 10:00 | 248 | 224
2017-12-06 10:30 | 330 | 319
2017-12-06 11:00 | 351 | 340
2017-12-06 11:30 | 347 | 338
2017-12-06 12:00 | 363 | 354
2017-12-06 12:30 | 420 | 411
2017-12-06 13:00 | 456 | 447
2017-12-06 13:30 | 480 | 471
2017-12-06 14:00 | 524 | 517
2017-12-06 14:30 | 563 | 558
2017-12-06 15:00 | 599 | 594
2017-12-06 15:30 | 636 | 632
2017-12-06 16:00 | 702 | 699
2017-12-06 16:30 | 744 | 742
2017-12-06 17:00 | 804 | 802
2017-12-06 17:30 | 809 | 806
2017-12-06 18:00 | 746 | 743
2017-12-06 18:30 | 715 | 713
2017-12-06 19:00 | 760 | 759
2017-12-06 19:30 | 778 | 777
2017-12-06 20:00 | 736 | 735
2017-12-06 20:30 | 695 | 693
2017-12-06 21:00 | 664 | 661
2017-12-06 21:30 | 593 | 584
2017-12-06 22:00 | 572 | 559
2017-12-06 22:30 | 579 | 566
2017-12-06 23:00 | 647 | 637
2017-12-06 23:30 | 603 | 591
2017-12-07 | 532 | 515
2017-12-07 00:30 | 434 | 408
2017-12-07 01:00 | 372 | 340
2017-12-07 01:30 | 411 | 379
2017-12-07 02:00 | 398 | 361
2017-12-07 02:30 | 321 | 268
2017-12-07 03:00 | 298 | 238
2017-12-07 03:30 | 294 | 232
2017-12-07 04:00 | 295 | 233
2017-12-07 04:30 | 301 | 242
2017-12-07 05:00 | 310 | 254
2017-12-07 05:30 | 358 | 314
2017-12-07 06:00 | 382 | 345
2017-12-07 06:30 | 370 | 343
2017-12-07 07:00 | 355 | 334
2017-12-07 07:30 | 385 | 369
2017-12-07 08:00 | 410 | 397
2017-12-07 08:30 | 466 | 456
2017-12-07 09:00 | 452 | 442
2017-12-07 09:30 | 409 | 395
2017-12-07 10:00 | 393 | 378
2017-12-07 10:30 | 400 | 380
2017-12-07 11:00 | 402 | 379
2017-12-07 11:30 | 397 | 374
2017-12-07 12:00 | 400 | 377
2017-12-07 12:30 | 417 | 398
2017-12-07 13:00 | 444 | 428
2017-12-07 13:30 | 483 | 470
2017-12-07 14:00 | 498 | 486
2017-12-07 14:30 | 550 | 543
2017-12-07 15:00 | 582 | 578
2017-12-07 15:30 | 607 | 603
2017-12-07 16:00 | 665 | 662
2017-12-07 16:30 | 719 | 716
2017-12-07 17:00 | 768 | 766
2017-12-07 17:30 | 727 | 724
2017-12-07 18:00 | 718 | 715
2017-12-07 18:30 | 702 | 699
2017-12-07 19:00 | 756 | 754
2017-12-07 19:30 | 804 | 802
2017-12-07 20:00 | 764 | 761
2017-12-07 20:30 | 724 | 721
2017-12-07 21:00 | 716 | 713
2017-12-07 21:30 | 617 | 610
2017-12-07 22:00 | 550 | 538
2017-12-07 22:30 | 577 | 565
2017-12-07 23:00 | 652 | 643
2017-12-07 23:30 | 544 | 524
2017-12-08 | 484 | 459
2017-12-08 00:30 | 450 | 423
2017-12-08 01:00 | 414 | 383
2017-12-08 01:30 | 393 | 357
2017-12-08 02:00 | 417 | 386
2017-12-08 02:30 | 460 | 434
2017-12-08 03:00 | 367 | 328
2017-12-08 03:30 | 340 | 297
2017-12-08 04:00 | 363 | 324
2017-12-08 04:30 | 413 | 381
2017-12-08 05:00 | 421 | 391
2017-12-08 05:30 | 423 | 394
2017-12-08 06:00 | 430 | 404
2017-12-08 06:30 | 392 | 376
2017-12-08 07:00 | 382 | 365
2017-12-08 07:30 | 416 | 407
2017-12-08 08:00 | 452 | 445
2017-12-08 08:30 | 441 | 435
2017-12-08 09:00 | 475 | 468
2017-12-08 09:30 | 512 | 506
2017-12-08 10:00 | 530 | 524
2017-12-08 10:30 | 549 | 544
2017-12-08 11:00 | 595 | 591
2017-12-08 11:30 | 640 | 637
2017-12-08 12:00 | 734 | 732
2017-12-08 12:30 | 791 | 789
2017-12-08 13:00 | 787 | 785
2017-12-08 13:30 | 731 | 727
2017-12-08 14:00 | 733 | 730
2017-12-08 14:30 | 751 | 748
2017-12-08 15:00 | 709 | 704
2017-12-08 15:30 | 709 | 704
2017-12-08 16:00 | 675 | 670
2017-12-08 16:30 | 674 | 668
2017-12-08 17:00 | 691 | 687
2017-12-08 17:30 | 682 | 679
2017-12-08 18:00 | 630 | 625
2017-12-08 18:30 | 556 | 550
2017-12-08 19:00 | 570 | 564
2017-12-08 19:30 | 540 | 534
2017-12-08 20:00 | 495 | 487
2017-12-08 20:30 | 492 | 483
2017-12-08 21:00 | 486 | 478
2017-12-08 21:30 | 431 | 413
2017-12-08 22:00 | 425 | 404
2017-12-08 22:30 | 448 | 429
2017-12-08 23:00 | 509 | 494
2017-12-08 23:30 | 491 | 474
2017-12-09 | 469 | 449
2017-12-09 00:30 | 425 | 401
2017-12-09 01:00 | 384 | 354
2017-12-09 01:30 | 398 | 370
2017-12-09 02:00 | 393 | 363
2017-12-09 02:30 | 385 | 351
2017-12-09 03:00 | 378 | 333
2017-12-09 03:30 | 335 | 281
2017-12-09 04:00 | 302 | 238
2017-12-09 04:30 | 305 | 245
2017-12-09 05:00 | 298 | 233
2017-12-09 05:30 | 317 | 261
2017-12-09 06:00 | 311 | 253
2017-12-09 06:30 | 301 | 255
2017-12-09 07:00 | 292 | 260
2017-12-09 07:30 | 311 | 284
2017-12-09 08:00 | 336 | 312
2017-12-09 08:30 | 336 | 316
2017-12-09 09:00 | 363 | 350
2017-12-09 09:30 | 352 | 338
2017-12-09 10:00 | 393 | 382
2017-12-09 10:30 | 437 | 429
2017-12-09 11:00 | 454 | 447
2017-12-09 11:30 | 516 | 510
2017-12-09 12:00 | 536 | 531
2017-12-09 12:30 | 571 | 566
2017-12-09 13:00 | 616 | 613
2017-12-09 13:30 | 637 | 634
2017-12-09 14:00 | 667 | 665
2017-12-09 14:30 | 684 | 681
2017-12-09 15:00 | 706 | 704
2017-12-09 15:30 | 761 | 760
2017-12-09 16:00 | 735 | 734
2017-12-09 16:30 | 752 | 751
2017-12-09 17:00 | 758 | 757
2017-12-09 17:30 | 743 | 743
2017-12-09 18:00 | 702 | 701
2017-12-09 18:30 | 674 | 672
2017-12-09 19:00 | 695 | 693
2017-12-09 19:30 | 666 | 664
2017-12-09 20:00 | 632 | 630
2017-12-09 20:30 | 617 | 614
2017-12-09 21:00 | 569 | 565
2017-12-09 21:30 | 612 | 603
2017-12-09 22:00 | 562 | 543
2017-12-09 22:30 | 556 | 537
2017-12-09 23:00 | 625 | 610
2017-12-09 23:30 | 613 | 597
2017-12-10 | 502 | 477
2017-12-10 00:30 | 395 | 354
2017-12-10 01:00 | 359 | 303
2017-12-10 01:30 | 370 | 310
2017-12-10 02:00 | 358 | 287
2017-12-10 02:30 | 329 | 260
2017-12-10 03:00 | 348 | 287
2017-12-10 03:30 | 343 | 278
2017-12-10 04:00 | 331 | 261
2017-12-10 04:30 | 346 | 282
2017-12-10 05:00 | 367 | 308
2017-12-10 05:30 | 344 | 275
2017-12-10 06:00 | 309 | 228
2017-12-10 06:30 | 307 | 241
2017-12-10 07:00 | 300 | 239
2017-12-10 07:30 | 304 | 250
2017-12-10 08:00 | 294 | 249
2017-12-10 08:30 | 329 | 293
2017-12-10 09:00 | 351 | 320
2017-12-10 09:30 | 377 | 350
2017-12-10 10:00 | 381 | 357
2017-12-10 10:30 | 376 | 357
2017-12-10 11:00 | 351 | 329
2017-12-10 11:30 | 363 | 344
2017-12-10 12:00 | 385 | 368
2017-12-10 12:30 | 402 | 386
2017-12-10 13:00 | 391 | 373
2017-12-10 13:30 | 404 | 388
2017-12-10 14:00 | 449 | 436
2017-12-10 14:30 | 512 | 502
2017-12-10 15:00 | 536 | 527
2017-12-10 15:30 | 572 | 564
2017-12-10 16:00 | 574 | 566
2017-12-10 16:30 | 546 | 536
2017-12-10 17:00 | 593 | 585
2017-12-10 17:30 | 606 | 597
2017-12-10 18:00 | 632 | 625
2017-12-10 18:30 | 639 | 632
2017-12-10 19:00 | 688 | 683
2017-12-10 19:30 | 714 | 709
2017-12-10 20:00 | 681 | 675
2017-12-10 20:30 | 677 | 672
2017-12-10 21:00 | 684 | 679
2017-12-10 21:30 | 657 | 648
2017-12-10 22:00 | 605 | 593
2017-12-10 22:30 | 546 | 530
2017-12-10 23:00 | 553 | 537
2017-12-10 23:30 | 498 | 476
2017-12-11 | 423 | 388
2017-12-11 00:30 | 364 | 317
2017-12-11 01:00 | 331 | 269
2017-12-11 01:30 | 354 | 274
2017-12-11 02:00 | 369 | 295
2017-12-11 02:30 | 435 | 379
2017-12-11 03:00 | 418 | 359
2017-12-11 03:30 | 410 | 348
2017-12-11 04:00 | 414 | 354
2017-12-11 04:30 | 416 | 358
2017-12-11 05:00 | 419 | 364
2017-12-11 05:30 | 419 | 363
2017-12-11 06:00 | 455 | 423
2017-12-11 06:30 | 473 | 454
2017-12-11 07:00 | 498 | 485
2017-12-11 07:30 | 472 | 459
2017-12-11 08:00 | 494 | 485
2017-12-11 08:30 | 521 | 513
2017-12-11 09:00 | 519 | 511
2017-12-11 09:30 | 525 | 517
2017-12-11 10:00 | 524 | 516
2017-12-11 10:30 | 519 | 512
2017-12-11 11:00 | 493 | 483
2017-12-11 11:30 | 441 | 428
2017-12-11 12:00 | 454 | 442
2017-12-11 12:30 | 413 | 398
2017-12-11 13:00 | 397 | 380
2017-12-11 13:30 | 433 | 419
2017-12-11 14:00 | 444 | 432
2017-12-11 14:30 | 456 | 444
2017-12-11 15:00 | 492 | 483
2017-12-11 15:30 | 475 | 464
2017-12-11 16:00 | 512 | 503
2017-12-11 16:30 | 544 | 534
2017-12-11 17:00 | 582 | 572
2017-12-11 17:30 | 598 | 588
2017-12-11 18:00 | 618 | 608
2017-12-11 18:30 | 624 | 614
2017-12-11 19:00 | 686 | 680
2017-12-11 19:30 | 714 | 709
2017-12-11 20:00 | 651 | 643
2017-12-11 20:30 | 686 | 679
2017-12-11 21:00 | 685 | 680
2017-12-11 21:30 | 594 | 583
2017-12-11 22:00 | 547 | 534
2017-12-11 22:30 | 498 | 481
2017-12-11 23:00 | 531 | 516
2017-12-11 23:30 | 447 | 425
2017-12-12 | 379 | 349
2017-12-12 00:30 | 322 | 283
2017-12-12 01:00 | 283 | 235
2017-12-12 01:30 | 272 | 219
2017-12-12 02:00 | 295 | 251
2017-12-12 02:30 | 268 | 219
2017-12-12 03:00 | 223 | 159
2017-12-12 03:30 | 231 | 171
2017-12-12 04:00 | 226 | 165
2017-12-12 04:30 | 235 | 182
2017-12-12 05:00 | 236 | 187
2017-12-12 05:30 | 265 | 225
2017-12-12 06:00 | 298 | 262
2017-12-12 06:30 | 329 | 309
2017-12-12 07:00 | 334 | 319
2017-12-12 07:30 | 319 | 303
2017-12-12 08:00 | 281 | 268
2017-12-12 08:30 | 288 | 278
2017-12-12 09:00 | 282 | 272
2017-12-12 09:30 | 286 | 276
2017-12-12 10:00 | 307 | 297
2017-12-12 10:30 | 283 | 270
2017-12-12 11:00 | 283 | 271
2017-12-12 11:30 | 285 | 274
2017-12-12 12:00 | 282 | 271
2017-12-12 12:30 | 293 | 283
2017-12-12 13:00 | 293 | 283
2017-12-12 13:30 | 310 | 299
2017-12-12 14:00 | 313 | 298
2017-12-12 14:30 | 328 | 315
2017-12-12 15:00 | 391 | 382
2017-12-12 15:30 | 368 | 356
2017-12-12 16:00 | 362 | 354
2017-12-12 16:30 | 389 | 386
2017-12-12 17:00 | 422 | 418
2017-12-12 17:30 | 456 | 451
2017-12-12 18:00 | 446 | 439
2017-12-12 18:30 | 450 | 443
2017-12-12 19:00 | 472 | 467
2017-12-12 19:30 | 506 | 502
2017-12-12 20:00 | 463 | 457
2017-12-12 20:30 | 454 | 448
2017-12-12 21:00 | 436 | 432
2017-12-12 21:30 | 419 | 402
2017-12-12 22:00 | 412 | 391
2017-12-12 22:30 | 475 | 459
2017-12-12 23:00 | 546 | 534
2017-12-12 23:30 | 505 | 489
2017-12-13 | 416 | 385
2017-12-13 00:30 | 317 | 279
2017-12-13 01:00 | 279 | 234
2017-12-13 01:30 | 278 | 234
2017-12-13 02:00 | 265 | 220
2017-12-13 02:30 | 190 | 146
2017-12-13 03:00 | 185 | 134
2017-12-13 03:30 | 183 | 131
2017-12-13 04:00 | 191 | 142
2017-12-13 04:30 | 228 | 192
2017-12-13 05:00 | 174 | 117
2017-12-13 05:30 | 155 | 97
2017-12-13 06:00 | 164 | 118
2017-12-13 06:30 | 201 | 176
2017-12-13 07:00 | 152 | 122
2017-12-13 07:30 | 167 | 151
2017-12-13 08:00 | 168 | 156
2017-12-13 08:30 | 209 | 199
2017-12-13 09:00 | 239 | 226
2017-12-13 09:30 | 212 | 197
2017-12-13 10:00 | 212 | 197
2017-12-13 10:30 | 189 | 171
2017-12-13 11:00 | 177 | 158
2017-12-13 11:30 | 210 | 195
2017-12-13 12:00 | 184 | 165
2017-12-13 12:30 | 144 | 109
2017-12-13 13:00 | 139 | 99
2017-12-13 13:30 | 147 | 120
2017-12-13 14:00 | 184 | 166
2017-12-13 14:30 | 147 | 118
2017-12-13 15:00 | 150 | 120
2017-12-13 15:30 | 247 | 235
2017-12-13 16:00 | 283 | 273
2017-12-13 16:30 | 358 | 352
2017-12-13 17:00 | 407 | 400
2017-12-13 17:30 | 444 | 438
2017-12-13 18:00 | 458 | 450
2017-12-13 18:30 | 505 | 497
2017-12-13 19:00 | 539 | 533
2017-12-13 19:30 | 560 | 555
2017-12-13 20:00 | 528 | 521
2017-12-13 20:30 | 498 | 490
2017-12-13 21:00 | 478 | 470
2017-12-13 21:30 | 447 | 439
2017-12-13 22:00 | 421 | 410
2017-12-13 22:30 | 438 | 428
2017-12-13 23:00 | 450 | 439
2017-12-13 23:30 | 438 | 425
2017-12-14 | 413 | 398
2017-12-14 00:30 | 342 | 322
2017-12-14 01:00 | 278 | 250
2017-12-14 01:30 | 250 | 217
2017-12-14 02:00 | 249 | 211
2017-12-14 02:30 | 320 | 295
2017-12-14 03:00 | 264 | 229
2017-12-14 03:30 | 251 | 213
2017-12-14 04:00 | 260 | 225
2017-12-14 04:30 | 264 | 230
2017-12-14 05:00 | 284 | 254
2017-12-14 05:30 | 307 | 282
2017-12-14 06:00 | 350 | 330
2017-12-14 06:30 | 377 | 361
2017-12-14 07:00 | 343 | 323
2017-12-14 07:30 | 357 | 342
2017-12-14 08:00 | 365 | 346
2017-12-14 08:30 | 347 | 330
2017-12-14 09:00 | 290 | 269
2017-12-14 09:30 | 279 | 254
2017-12-14 10:00 | 278 | 253
2017-12-14 10:30 | 276 | 251
2017-12-14 11:00 | 281 | 259
2017-12-14 11:30 | 285 | 264
2017-12-14 12:00 | 261 | 237
2017-12-14 12:30 | 290 | 269
2017-12-14 13:00 | 345 | 329
2017-12-14 13:30 | 361 | 346
2017-12-14 14:00 | 385 | 371
2017-12-14 14:30 | 415 | 405
2017-12-14 15:00 | 471 | 464
2017-12-14 15:30 | 501 | 494
2017-12-14 16:00 | 540 | 534
2017-12-14 16:30 | 599 | 594
2017-12-14 17:00 | 658 | 654
2017-12-14 17:30 | 663 | 658
2017-12-14 18:00 | 662 | 657
2017-12-14 18:30 | 649 | 644
2017-12-14 19:00 | 684 | 679
2017-12-14 19:30 | 755 | 752
2017-12-14 20:00 | 739 | 736
2017-12-14 20:30 | 710 | 706
2017-12-14 21:00 | 650 | 644
2017-12-14 21:30 | 624 | 613
2017-12-14 22:00 | 580 | 566
2017-12-14 22:30 | 547 | 534
2017-12-14 23:00 | 615 | 605
2017-12-14 23:30 | 630 | 620
2017-12-15 | 558 | 543
2017-12-15 00:30 | 475 | 448
2017-12-15 01:00 | 422 | 385
2017-12-15 01:30 | 391 | 348
2017-12-15 02:00 | 371 | 334
2017-12-15 02:30 | 341 | 301
2017-12-15 03:00 | 336 | 294
2017-12-15 03:30 | 319 | 273
2017-12-15 04:00 | 324 | 279
2017-12-15 04:30 | 360 | 322
2017-12-15 05:00 | 390 | 356
2017-12-15 05:30 | 413 | 384
2017-12-15 06:00 | 416 | 391
2017-12-15 06:30 | 451 | 433
2017-12-15 07:00 | 441 | 429
2017-12-15 07:30 | 402 | 390
2017-12-15 08:00 | 438 | 426
2017-12-15 08:30 | 429 | 417
2017-12-15 09:00 | 414 | 400
2017-12-15 09:30 | 433 | 421
2017-12-15 10:00 | 433 | 421
2017-12-15 10:30 | 418 | 405
2017-12-15 11:00 | 421 | 410
2017-12-15 11:30 | 424 | 413
2017-12-15 12:00 | 416 | 405
2017-12-15 12:30 | 461 | 452
2017-12-15 13:00 | 486 | 479
2017-12-15 13:30 | 450 | 441
2017-12-15 14:00 | 477 | 469
2017-12-15 14:30 | 477 | 470
2017-12-15 15:00 | 506 | 500
2017-12-15 15:30 | 556 | 551
2017-12-15 16:00 | 632 | 628
2017-12-15 16:30 | 665 | 663
2017-12-15 17:00 | 705 | 703
2017-12-15 17:30 | 754 | 752
2017-12-15 18:00 | 757 | 754
2017-12-15 18:30 | 691 | 687
2017-12-15 19:00 | 753 | 750
2017-12-15 19:30 | 734 | 731
2017-12-15 20:00 | 727 | 724
2017-12-15 20:30 | 680 | 675
2017-12-15 21:00 | 640 | 634
2017-12-15 21:30 | 570 | 560
2017-12-15 22:00 | 546 | 533
2017-12-15 22:30 | 555 | 543
2017-12-15 23:00 | 624 | 615
2017-12-15 23:30 | 568 | 556
2017-12-16 | 488 | 471
2017-12-16 00:30 | 432 | 411
2017-12-16 01:00 | 379 | 351
2017-12-16 01:30 | 370 | 341
2017-12-16 02:00 | 347 | 314
2017-12-16 02:30 | 349 | 316
2017-12-16 03:00 | 322 | 285
2017-12-16 03:30 | 324 | 287
2017-12-16 04:00 | 327 | 292
2017-12-16 04:30 | 318 | 282
2017-12-16 05:00 | 356 | 325
2017-12-16 05:30 | 351 | 319
2017-12-16 06:00 | 334 | 301
2017-12-16 06:30 | 332 | 300
2017-12-16 07:00 | 319 | 286
2017-12-16 07:30 | 305 | 284
2017-12-16 08:00 | 357 | 345
2017-12-16 08:30 | 369 | 357
2017-12-16 09:00 | 387 | 374
2017-12-16 09:30 | 373 | 352
2017-12-16 10:00 | 330 | 306
2017-12-16 10:30 | 330 | 308
2017-12-16 11:00 | 332 | 310
2017-12-16 11:30 | 342 | 320
2017-12-16 12:00 | 342 | 320
2017-12-16 12:30 | 344 | 329
2017-12-16 13:00 | 380 | 370
2017-12-16 13:30 | 382 | 372
2017-12-16 14:00 | 389 | 380
2017-12-16 14:30 | 385 | 375
2017-12-16 15:00 | 416 | 407
2017-12-16 15:30 | 421 | 412
2017-12-16 16:00 | 470 | 463
2017-12-16 16:30 | 493 | 486
2017-12-16 17:00 | 523 | 518
2017-12-16 17:30 | 557 | 553
2017-12-16 18:00 | 565 | 560
2017-12-16 18:30 | 579 | 575
2017-12-16 19:00 | 587 | 583
2017-12-16 19:30 | 616 | 613
2017-12-16 20:00 | 594 | 591
2017-12-16 20:30 | 599 | 595
2017-12-16 21:00 | 575 | 570
2017-12-16 21:30 | 573 | 564
2017-12-16 22:00 | 627 | 619
2017-12-16 22:30 | 680 | 672
2017-12-16 23:00 | 692 | 685
2017-12-16 23:30 | 612 | 597
2017-12-17 | 553 | 534
2017-12-17 00:30 | 493 | 468
2017-12-17 01:00 | 409 | 374
2017-12-17 01:30 | 402 | 366
2017-12-17 02:00 | 396 | 359
2017-12-17 02:30 | 395 | 357
2017-12-17 03:00 | 378 | 338
2017-12-17 03:30 | 386 | 346
2017-12-17 04:00 | 364 | 320
2017-12-17 04:30 | 353 | 307
2017-12-17 05:00 | 341 | 290
2017-12-17 05:30 | 321 | 266
2017-12-17 06:00 | 299 | 236
2017-12-17 06:30 | 293 | 234
2017-12-17 07:00 | 286 | 229
2017-12-17 07:30 | 281 | 236
2017-12-17 08:00 | 284 | 252
2017-12-17 08:30 | 287 | 259
2017-12-17 09:00 | 282 | 252
2017-12-17 09:30 | 285 | 259
2017-12-17 10:00 | 339 | 319
2017-12-17 10:30 | 349 | 330
2017-12-17 11:00 | 349 | 330
2017-12-17 11:30 | 350 | 331
2017-12-17 12:00 | 347 | 328
2017-12-17 12:30 | 403 | 390
2017-12-17 13:00 | 445 | 437
2017-12-17 13:30 | 440 | 434
2017-12-17 14:00 | 419 | 411
2017-12-17 14:30 | 435 | 427
2017-12-17 15:00 | 471 | 465
2017-12-17 15:30 | 515 | 511
2017-12-17 16:00 | 543 | 539
2017-12-17 16:30 | 583 | 580
2017-12-17 17:00 | 645 | 643
2017-12-17 17:30 | 663 | 661
2017-12-17 18:00 | 679 | 677
2017-12-17 18:30 | 670 | 668
2017-12-17 19:00 | 713 | 711
2017-12-17 19:30 | 702 | 701
2017-12-17 20:00 | 695 | 693
2017-12-17 20:30 | 651 | 649
2017-12-17 21:00 | 612 | 608
2017-12-17 21:30 | 577 | 568
2017-12-17 22:00 | 565 | 554
2017-12-17 22:30 | 577 | 566
2017-12-17 23:00 | 555 | 542
2017-12-17 23:30 | 472 | 453
2017-12-18 | 429 | 407
2017-12-18 00:30 | 420 | 397
2017-12-18 01:00 | 403 | 377
2017-12-18 01:30 | 387 | 359
2017-12-18 02:00 | 377 | 346
2017-12-18 02:30 | 360 | 327
2017-12-18 03:00 | 336 | 299
2017-12-18 03:30 | 335 | 298
2017-12-18 04:00 | 365 | 334
2017-12-18 04:30 | 372 | 342
2017-12-18 05:00 | 364 | 335
2017-12-18 05:30 | 383 | 357
2017-12-18 06:00 | 388 | 362
2017-12-18 06:30 | 415 | 401
2017-12-18 07:00 | 441 | 430
2017-12-18 07:30 | 423 | 411
2017-12-18 08:00 | 400 | 386
2017-12-18 08:30 | 390 | 372
2017-12-18 09:00 | 381 | 357
2017-12-18 09:30 | 376 | 359
2017-12-18 10:00 | 373 | 363
2017-12-18 10:30 | 375 | 365
2017-12-18 11:00 | 367 | 355
2017-12-18 11:30 | 379 | 369
2017-12-18 12:00 | 378 | 368
2017-12-18 12:30 | 368 | 357
2017-12-18 13:00 | 398 | 389
2017-12-18 13:30 | 431 | 423
2017-12-18 14:00 | 442 | 435
2017-12-18 14:30 | 407 | 398
2017-12-18 15:00 | 458 | 452
2017-12-18 15:30 | 536 | 533
2017-12-18 16:00 | 589 | 587
2017-12-18 16:30 | 555 | 551
2017-12-18 17:00 | 573 | 570
2017-12-18 17:30 | 597 | 594
2017-12-18 18:00 | 476 | 468
2017-12-18 18:30 | 555 | 550
2017-12-18 19:00 | 589 | 585
2017-12-18 19:30 | 618 | 615
2017-12-18 20:00 | 643 | 640
2017-12-18 20:30 | 568 | 561
2017-12-18 21:00 | 557 | 551
2017-12-18 21:30 | 534 | 528
2017-12-18 22:00 | 493 | 483
2017-12-18 22:30 | 517 | 507
2017-12-18 23:00 | 625 | 616
2017-12-18 23:30 | 514 | 500
2017-12-19 | 461 | 444
2017-12-19 00:30 | 413 | 389
2017-12-19 01:00 | 357 | 326
2017-12-19 01:30 | 326 | 291
2017-12-19 02:00 | 333 | 299
2017-12-19 02:30 | 408 | 384
2017-12-19 03:00 | 401 | 375
2017-12-19 03:30 | 386 | 359
2017-12-19 04:00 | 392 | 366
2017-12-19 04:30 | 374 | 347
2017-12-19 05:00 | 350 | 318
2017-12-19 05:30 | 311 | 274
2017-12-19 06:00 | 339 | 324
2017-12-19 06:30 | 336 | 325
2017-12-19 07:00 | 393 | 385
2017-12-19 07:30 | 385 | 375
2017-12-19 08:00 | 354 | 342
2017-12-19 08:30 | 382 | 374
2017-12-19 09:00 | 397 | 390
2017-12-19 09:30 | 401 | 393
2017-12-19 10:00 | 396 | 385
2017-12-19 10:30 | 401 | 391
2017-12-19 11:00 | 405 | 394
2017-12-19 11:30 | 404 | 394
2017-12-19 12:00 | 402 | 393
2017-12-19 12:30 | 437 | 430
2017-12-19 13:00 | 454 | 447
2017-12-19 13:30 | 432 | 424
2017-12-19 14:00 | 441 | 434
2017-12-19 14:30 | 466 | 458
2017-12-19 15:00 | 512 | 504
2017-12-19 15:30 | 567 | 562
2017-12-19 16:00 | 577 | 571
2017-12-19 16:30 | 592 | 585
2017-12-19 17:00 | 612 | 605
2017-12-19 17:30 | 644 | 639
2017-12-19 18:00 | 625 | 620
2017-12-19 18:30 | 571 | 564
2017-12-19 19:00 | 570 | 564
2017-12-19 19:30 | 585 | 579
2017-12-19 20:00 | 572 | 565
2017-12-19 20:30 | 594 | 589
2017-12-19 21:00 | 610 | 605
2017-12-19 21:30 | 598 | 588
2017-12-19 22:00 | 529 | 511
2017-12-19 22:30 | 567 | 556
2017-12-19 23:00 | 602 | 594
2017-12-19 23:30 | 569 | 559
2017-12-20 | 520 | 506
2017-12-20 00:30 | 456 | 438
2017-12-20 01:00 | 409 | 387
2017-12-20 01:30 | 388 | 362
2017-12-20 02:00 | 388 | 361
2017-12-20 02:30 | 378 | 349
2017-12-20 03:00 | 349 | 316
2017-12-20 03:30 | 348 | 314
2017-12-20 04:00 | 332 | 296
2017-12-20 04:30 | 343 | 311
2017-12-20 05:00 | 361 | 331
2017-12-20 05:30 | 386 | 362
2017-12-20 06:00 | 405 | 384
2017-12-20 06:30 | 410 | 398
2017-12-20 07:00 | 390 | 381
2017-12-20 07:30 | 391 | 382
2017-12-20 08:00 | 400 | 395
2017-12-20 08:30 | 451 | 446
2017-12-20 09:00 | 478 | 473
2017-12-20 09:30 | 441 | 435
2017-12-20 10:00 | 427 | 419
2017-12-20 10:30 | 465 | 459
2017-12-20 11:00 | 481 | 478
2017-12-20 11:30 | 524 | 521
2017-12-20 12:00 | 563 | 561
2017-12-20 12:30 | 585 | 583
2017-12-20 13:00 | 650 | 649
2017-12-20 13:30 | 549 | 546
2017-12-20 14:00 | 597 | 595
2017-12-20 14:30 | 661 | 660
2017-12-20 15:00 | 755 | 755
2017-12-20 15:30 | 839 | 839
2017-12-20 16:00 | 927 | 927
2017-12-20 16:30 | 1001 | 1001
2017-12-20 17:00 | 1018 | 1018
2017-12-20 17:30 | 978 | 978
2017-12-20 18:00 | 933 | 933
2017-12-20 18:30 | 893 | 893
2017-12-20 19:00 | 863 | 863
2017-12-20 19:30 | 844 | 844
2017-12-20 20:00 | 881 | 881
2017-12-20 20:30 | 852 | 852
2017-12-20 21:00 | 813 | 813
2017-12-20 21:30 | 741 | 738
2017-12-20 22:00 | 678 | 673
2017-12-20 22:30 | 691 | 687
2017-12-20 23:00 | 756 | 751
2017-12-20 23:30 | 704 | 698
2017-12-21 | 618 | 608
2017-12-21 00:30 | 537 | 526
2017-12-21 01:00 | 489 | 475
2017-12-21 01:30 | 496 | 481
2017-12-21 02:00 | 490 | 475
2017-12-21 02:30 | 446 | 427
2017-12-21 03:00 | 405 | 383
2017-12-21 03:30 | 388 | 364
2017-12-21 04:00 | 406 | 384
2017-12-21 04:30 | 393 | 371
2017-12-21 05:00 | 430 | 412
2017-12-21 05:30 | 439 | 421
2017-12-21 06:00 | 459 | 437
2017-12-21 06:30 | 525 | 510
2017-12-21 07:00 | 556 | 548
2017-12-21 07:30 | 561 | 554
2017-12-21 08:00 | 572 | 565
2017-12-21 08:30 | 637 | 630
2017-12-21 09:00 | 676 | 669
2017-12-21 09:30 | 695 | 691
2017-12-21 10:00 | 741 | 738
2017-12-21 10:30 | 775 | 772
2017-12-21 11:00 | 806 | 804
2017-12-21 11:30 | 800 | 798
2017-12-21 12:00 | 820 | 819
2017-12-21 12:30 | 845 | 844
2017-12-21 13:00 | 837 | 836
2017-12-21 13:30 | 852 | 852
2017-12-21 14:00 | 916 | 916
2017-12-21 14:30 | 952 | 952
2017-12-21 15:00 | 974 | 974
2017-12-21 15:30 | 968 | 968
2017-12-21 16:00 | 960 | 960
2017-12-21 16:30 | 980 | 980
2017-12-21 17:00 | 1006 | 1006
2017-12-21 17:30 | 941 | 941
2017-12-21 18:00 | 943 | 943
2017-12-21 18:30 | 929 | 929
2017-12-21 19:00 | 947 | 947
2017-12-21 19:30 | 946 | 946
2017-12-21 20:00 | 939 | 939
2017-12-21 20:30 | 930 | 929
2017-12-21 21:00 | 868 | 868
2017-12-21 21:30 | 821 | 821
2017-12-21 22:00 | 759 | 759
2017-12-21 22:30 | 771 | 769
2017-12-21 23:00 | 797 | 792
2017-12-21 23:30 | 749 | 742
2017-12-22 | 679 | 666
2017-12-22 00:30 | 567 | 550
2017-12-22 01:00 | 499 | 477
2017-12-22 01:30 | 475 | 450
2017-12-22 02:00 | 449 | 421
2017-12-22 02:30 | 422 | 393
2017-12-22 03:00 | 408 | 376
2017-12-22 03:30 | 411 | 380
2017-12-22 04:00 | 396 | 364
2017-12-22 04:30 | 414 | 384
2017-12-22 05:00 | 417 | 388
2017-12-22 05:30 | 436 | 409
2017-12-22 06:00 | 436 | 421
2017-12-22 06:30 | 439 | 428
2017-12-22 07:00 | 441 | 432
2017-12-22 07:30 | 446 | 437
2017-12-22 08:00 | 487 | 481
2017-12-22 08:30 | 506 | 501
2017-12-22 09:00 | 509 | 504
2017-12-22 09:30 | 555 | 551
2017-12-22 10:00 | 542 | 538
2017-12-22 10:30 | 524 | 519
2017-12-22 11:00 | 506 | 501
2017-12-22 11:30 | 512 | 507
2017-12-22 12:00 | 568 | 565
2017-12-22 12:30 | 565 | 561
2017-12-22 13:00 | 522 | 516
2017-12-22 13:30 | 543 | 539
2017-12-22 14:00 | 599 | 596
2017-12-22 14:30 | 675 | 674
2017-12-22 15:00 | 687 | 686
2017-12-22 15:30 | 688 | 686
2017-12-22 16:00 | 722 | 721
2017-12-22 16:30 | 732 | 731
2017-12-22 17:00 | 739 | 738
2017-12-22 17:30 | 752 | 751
2017-12-22 18:00 | 729 | 728
2017-12-22 18:30 | 706 | 704
2017-12-22 19:00 | 736 | 734
2017-12-22 19:30 | 726 | 725
2017-12-22 20:00 | 703 | 701
2017-12-22 20:30 | 656 | 653
2017-12-22 21:00 | 612 | 608
2017-12-22 21:30 | 596 | 587
2017-12-22 22:00 | 619 | 610
2017-12-22 22:30 | 646 | 636
2017-12-22 23:00 | 657 | 645
2017-12-22 23:30 | 598 | 582
2017-12-23 | 564 | 545
2017-12-23 00:30 | 509 | 486
2017-12-23 01:00 | 496 | 472
2017-12-23 01:30 | 491 | 466
2017-12-23 02:00 | 494 | 469
2017-12-23 02:30 | 488 | 462
2017-12-23 03:00 | 461 | 432
2017-12-23 03:30 | 435 | 403
2017-12-23 04:00 | 441 | 409
2017-12-23 04:30 | 439 | 406
2017-12-23 05:00 | 435 | 402
2017-12-23 05:30 | 426 | 391
2017-12-23 06:00 | 394 | 355
2017-12-23 06:30 | 371 | 337
2017-12-23 07:00 | 387 | 361
2017-12-23 07:30 | 414 | 396
2017-12-23 08:00 | 442 | 435
2017-12-23 08:30 | 498 | 492
2017-12-23 09:00 | 555 | 551
2017-12-23 09:30 | 541 | 537
2017-12-23 10:00 | 540 | 535
2017-12-23 10:30 | 552 | 547
2017-12-23 11:00 | 539 | 535
2017-12-23 11:30 | 541 | 536
2017-12-23 12:00 | 559 | 555
2017-12-23 12:30 | 571 | 568
2017-12-23 13:00 | 541 | 536
2017-12-23 13:30 | 615 | 611
2017-12-23 14:00 | 591 | 587
2017-12-23 14:30 | 586 | 582
2017-12-23 15:00 | 653 | 650
2017-12-23 15:30 | 618 | 615
2017-12-23 16:00 | 642 | 640
2017-12-23 16:30 | 677 | 675
2017-12-23 17:00 | 697 | 695
2017-12-23 17:30 | 710 | 709
2017-12-23 18:00 | 752 | 751
2017-12-23 18:30 | 771 | 770
2017-12-23 19:00 | 781 | 780
2017-12-23 19:30 | 781 | 780
2017-12-23 20:00 | 805 | 804
2017-12-23 20:30 | 773 | 772
2017-12-23 21:00 | 764 | 763
2017-12-23 21:30 | 742 | 735
2017-12-23 22:00 | 767 | 758
2017-12-23 22:30 | 795 | 786
2017-12-23 23:00 | 774 | 765
2017-12-23 23:30 | 665 | 651
2017-12-24 | 582 | 566
2017-12-24 00:30 | 544 | 525
2017-12-24 01:00 | 514 | 491
2017-12-24 01:30 | 489 | 459
2017-12-24 02:00 | 500 | 470
2017-12-24 02:30 | 484 | 452
2017-12-24 03:00 | 487 | 455
2017-12-24 03:30 | 467 | 432
2017-12-24 04:00 | 448 | 411
2017-12-24 04:30 | 408 | 366
2017-12-24 05:00 | 381 | 334
2017-12-24 05:30 | 341 | 285
2017-12-24 06:00 | 336 | 280
2017-12-24 06:30 | 365 | 317
2017-12-24 07:00 | 408 | 370
2017-12-24 07:30 | 428 | 396
2017-12-24 08:00 | 443 | 420
2017-12-24 08:30 | 444 | 421
2017-12-24 09:00 | 435 | 412
2017-12-24 09:30 | 430 | 412
2017-12-24 10:00 | 443 | 433
2017-12-24 10:30 | 455 | 446
2017-12-24 11:00 | 464 | 452
2017-12-24 11:30 | 443 | 427
2017-12-24 12:00 | 442 | 427
2017-12-24 12:30 | 511 | 499
2017-12-24 13:00 | 571 | 563
2017-12-24 13:30 | 583 | 576
2017-12-24 14:00 | 609 | 603
2017-12-24 14:30 | 700 | 695
2017-12-24 15:00 | 769 | 765
2017-12-24 15:30 | 828 | 825
2017-12-24 16:00 | 861 | 858
2017-12-24 16:30 | 863 | 860
2017-12-24 17:00 | 871 | 869
2017-12-24 17:30 | 873 | 872
2017-12-24 18:00 | 855 | 854
2017-12-24 18:30 | 827 | 826
2017-12-24 19:00 | 827 | 825
2017-12-24 19:30 | 846 | 845
2017-12-24 20:00 | 833 | 832
2017-12-24 20:30 | 808 | 806
2017-12-24 21:00 | 812 | 810
2017-12-24 21:30 | 789 | 783
2017-12-24 22:00 | 776 | 765
2017-12-24 22:30 | 774 | 765
2017-12-24 23:00 | 790 | 781
2017-12-24 23:30 | 693 | 680
2017-12-25 | 591 | 575
2017-12-25 00:30 | 495 | 474
2017-12-25 01:00 | 450 | 425
2017-12-25 01:30 | 431 | 404
2017-12-25 02:00 | 419 | 391
2017-12-25 02:30 | 394 | 363
2017-12-25 03:00 | 374 | 340
2017-12-25 03:30 | 390 | 357
2017-12-25 04:00 | 416 | 385
2017-12-25 04:30 | 365 | 329
2017-12-25 05:00 | 349 | 311
2017-12-25 05:30 | 322 | 279
2017-12-25 06:00 | 314 | 269
2017-12-25 06:30 | 376 | 343
2017-12-25 07:00 | 430 | 404
2017-12-25 07:30 | 482 | 462
2017-12-25 08:00 | 493 | 475
2017-12-25 08:30 | 494 | 482
2017-12-25 09:00 | 497 | 485
2017-12-25 09:30 | 508 | 500
2017-12-25 10:00 | 521 | 512
2017-12-25 10:30 | 551 | 544
2017-12-25 11:00 | 603 | 598
2017-12-25 11:30 | 642 | 637
2017-12-25 12:00 | 675 | 671
2017-12-25 12:30 | 703 | 698
2017-12-25 13:00 | 663 | 659
2017-12-25 13:30 | 706 | 701
2017-12-25 14:00 | 722 | 718
2017-12-25 14:30 | 749 | 745
2017-12-25 15:00 | 748 | 746
2017-12-25 15:30 | 751 | 750
2017-12-25 16:00 | 798 | 796
2017-12-25 16:30 | 803 | 802
2017-12-25 17:00 | 800 | 799
2017-12-25 17:30 | 800 | 798
2017-12-25 18:00 | 812 | 810
2017-12-25 18:30 | 799 | 797
2017-12-25 19:00 | 800 | 799
2017-12-25 19:30 | 765 | 763
2017-12-25 20:00 | 710 | 708
2017-12-25 20:30 | 686 | 684
2017-12-25 21:00 | 630 | 624
2017-12-25 21:30 | 590 | 578
2017-12-25 22:00 | 567 | 551
2017-12-25 22:30 | 575 | 559
2017-12-25 23:00 | 537 | 519
2017-12-25 23:30 | 460 | 428
2017-12-26 | 428 | 391
2017-12-26 00:30 | 393 | 349
2017-12-26 01:00 | 389 | 345
2017-12-26 01:30 | 383 | 338
2017-12-26 02:00 | 414 | 373
2017-12-26 02:30 | 402 | 359
2017-12-26 03:00 | 397 | 348
2017-12-26 03:30 | 412 | 357
2017-12-26 04:00 | 402 | 346
2017-12-26 04:30 | 420 | 367
2017-12-26 05:00 | 416 | 362
2017-12-26 05:30 | 406 | 351
2017-12-26 06:00 | 398 | 342
2017-12-26 06:30 | 410 | 356
2017-12-26 07:00 | 383 | 326
2017-12-26 07:30 | 407 | 355
2017-12-26 08:00 | 425 | 385
2017-12-26 08:30 | 406 | 369
2017-12-26 09:00 | 415 | 379
2017-12-26 09:30 | 451 | 419
2017-12-26 10:00 | 467 | 437
2017-12-26 10:30 | 480 | 452
2017-12-26 11:00 | 516 | 491
2017-12-26 11:30 | 521 | 501
2017-12-26 12:00 | 488 | 469
2017-12-26 12:30 | 495 | 476
2017-12-26 13:00 | 495 | 476
2017-12-26 13:30 | 496 | 478
2017-12-26 14:00 | 525 | 508
2017-12-26 14:30 | 540 | 525
2017-12-26 15:00 | 600 | 589
2017-12-26 15:30 | 681 | 674
2017-12-26 16:00 | 688 | 680
2017-12-26 16:30 | 706 | 698
2017-12-26 17:00 | 761 | 753
2017-12-26 17:30 | 783 | 776
2017-12-26 18:00 | 785 | 777
2017-12-26 18:30 | 766 | 756
2017-12-26 19:00 | 793 | 783
2017-12-26 19:30 | 774 | 765
2017-12-26 20:00 | 758 | 746
2017-12-26 20:30 | 720 | 707
2017-12-26 21:00 | 665 | 651
2017-12-26 21:30 | 657 | 644
2017-12-26 22:00 | 653 | 639
2017-12-26 22:30 | 662 | 647
2017-12-26 23:00 | 645 | 629
2017-12-26 23:30 | 586 | 560
2017-12-27 | 519 | 480
2017-12-27 00:30 | 451 | 403
2017-12-27 01:00 | 420 | 367
2017-12-27 01:30 | 442 | 391
2017-12-27 02:00 | 452 | 402
2017-12-27 02:30 | 464 | 417
2017-12-27 03:00 | 483 | 438
2017-12-27 03:30 | 453 | 403
2017-12-27 04:00 | 439 | 387
2017-12-27 04:30 | 431 | 378
2017-12-27 05:00 | 428 | 375
2017-12-27 05:30 | 435 | 384
2017-12-27 06:00 | 424 | 372
2017-12-27 06:30 | 472 | 428
2017-12-27 07:00 | 490 | 450
2017-12-27 07:30 | 483 | 452
2017-12-27 08:00 | 511 | 484
2017-12-27 08:30 | 518 | 504
2017-12-27 09:00 | 548 | 536
2017-12-27 09:30 | 556 | 545
2017-12-27 10:00 | 532 | 521
2017-12-27 10:30 | 532 | 520
2017-12-27 11:00 | 507 | 495
2017-12-27 11:30 | 487 | 475
2017-12-27 12:00 | 493 | 481
2017-12-27 12:30 | 501 | 489
2017-12-27 13:00 | 518 | 511
2017-12-27 13:30 | 566 | 560
2017-12-27 14:00 | 601 | 596
2017-12-27 14:30 | 611 | 606
2017-12-27 15:00 | 616 | 611
2017-12-27 15:30 | 643 | 638
2017-12-27 16:00 | 640 | 635
2017-12-27 16:30 | 627 | 622
2017-12-27 17:00 | 664 | 660
2017-12-27 17:30 | 694 | 690
2017-12-27 18:00 | 702 | 697
2017-12-27 18:30 | 664 | 658
2017-12-27 19:00 | 698 | 693
2017-12-27 19:30 | 735 | 731
2017-12-27 20:00 | 733 | 728
2017-12-27 20:30 | 734 | 730
2017-12-27 21:00 | 685 | 680
2017-12-27 21:30 | 652 | 641
2017-12-27 22:00 | 614 | 600
2017-12-27 22:30 | 636 | 622
2017-12-27 23:00 | 626 | 611
2017-12-27 23:30 | 568 | 551
2017-12-28 | 488 | 465
2017-12-28 00:30 | 417 | 388
2017-12-28 01:00 | 372 | 340
2017-12-28 01:30 | 439 | 406
2017-12-28 02:00 | 447 | 400
2017-12-28 02:30 | 427 | 375
2017-12-28 03:00 | 390 | 333
2017-12-28 03:30 | 376 | 315
2017-12-28 04:00 | 347 | 280
2017-12-28 04:30 | 338 | 276
2017-12-28 05:00 | 364 | 316
2017-12-28 05:30 | 383 | 337
2017-12-28 06:00 | 391 | 349
2017-12-28 06:30 | 434 | 399
2017-12-28 07:00 | 459 | 435
2017-12-28 07:30 | 438 | 415
2017-12-28 08:00 | 404 | 386
2017-12-28 08:30 | 452 | 437
2017-12-28 09:00 | 429 | 416
2017-12-28 09:30 | 421 | 411
2017-12-28 10:00 | 425 | 415
2017-12-28 10:30 | 443 | 434
2017-12-28 11:00 | 473 | 465
2017-12-28 11:30 | 474 | 466
2017-12-28 12:00 | 471 | 463
2017-12-28 12:30 | 485 | 477
2017-12-28 13:00 | 446 | 437
2017-12-28 13:30 | 420 | 411
2017-12-28 14:00 | 378 | 368
2017-12-28 14:30 | 352 | 345
2017-12-28 15:00 | 352 | 344
2017-12-28 15:30 | 412 | 406
2017-12-28 16:00 | 420 | 415
2017-12-28 16:30 | 480 | 476
2017-12-28 17:00 | 538 | 535
2017-12-28 17:30 | 634 | 632
2017-12-28 18:00 | 614 | 611
2017-12-28 18:30 | 576 | 573
2017-12-28 19:00 | 618 | 616
2017-12-28 19:30 | 639 | 637
2017-12-28 20:00 | 597 | 595
2017-12-28 20:30 | 648 | 646
2017-12-28 21:00 | 668 | 666
2017-12-28 21:30 | 590 | 580
2017-12-28 22:00 | 533 | 517
2017-12-28 22:30 | 550 | 534
2017-12-28 23:00 | 557 | 540
2017-12-28 23:30 | 495 | 475
2017-12-29 | 441 | 415
2017-12-29 00:30 | 396 | 366
2017-12-29 01:00 | 334 | 294
2017-12-29 01:30 | 349 | 302
2017-12-29 02:00 | 365 | 318
2017-12-29 02:30 | 360 | 309
2017-12-29 03:00 | 346 | 294
2017-12-29 03:30 | 344 | 291
2017-12-29 04:00 | 345 | 292
2017-12-29 04:30 | 306 | 241
2017-12-29 05:00 | 322 | 264
2017-12-29 05:30 | 342 | 290
2017-12-29 06:00 | 398 | 356
2017-12-29 06:30 | 419 | 381
2017-12-29 07:00 | 446 | 417
2017-12-29 07:30 | 405 | 376
2017-12-29 08:00 | 357 | 331
2017-12-29 08:30 | 342 | 327
2017-12-29 09:00 | 355 | 340
2017-12-29 09:30 | 358 | 342
2017-12-29 10:00 | 355 | 340
2017-12-29 10:30 | 380 | 368
2017-12-29 11:00 | 365 | 352
2017-12-29 11:30 | 400 | 390
2017-12-29 12:00 | 402 | 391
2017-12-29 12:30 | 396 | 386
2017-12-29 13:00 | 419 | 410
2017-12-29 13:30 | 435 | 428
2017-12-29 14:00 | 389 | 382
2017-12-29 14:30 | 385 | 380
2017-12-29 15:00 | 384 | 379
2017-12-29 15:30 | 406 | 401
2017-12-29 16:00 | 466 | 462
2017-12-29 16:30 | 543 | 541
2017-12-29 17:00 | 578 | 577
2017-12-29 17:30 | 653 | 651
2017-12-29 18:00 | 641 | 639
2017-12-29 18:30 | 642 | 640
2017-12-29 19:00 | 635 | 633
2017-12-29 19:30 | 640 | 638
2017-12-29 20:00 | 631 | 629
2017-12-29 20:30 | 640 | 638
2017-12-29 21:00 | 612 | 609
2017-12-29 21:30 | 647 | 638
2017-12-29 22:00 | 667 | 659
2017-12-29 22:30 | 690 | 681
2017-12-29 23:00 | 669 | 660
2017-12-29 23:30 | 569 | 553
2017-12-30 | 481 | 457
2017-12-30 00:30 | 517 | 489
2017-12-30 01:00 | 483 | 452
2017-12-30 01:30 | 476 | 440
2017-12-30 02:00 | 539 | 502
2017-12-30 02:30 | 534 | 496
2017-12-30 03:00 | 511 | 471
2017-12-30 03:30 | 476 | 431
2017-12-30 04:00 | 472 | 427
2017-12-30 04:30 | 497 | 455
2017-12-30 05:00 | 520 | 479
2017-12-30 05:30 | 539 | 501
2017-12-30 06:00 | 510 | 470
2017-12-30 06:30 | 493 | 462
2017-12-30 07:00 | 476 | 447
2017-12-30 07:30 | 455 | 433
2017-12-30 08:00 | 473 | 452
2017-12-30 08:30 | 533 | 516
2017-12-30 09:00 | 598 | 592
2017-12-30 09:30 | 607 | 601
2017-12-30 10:00 | 624 | 618
2017-12-30 10:30 | 680 | 675
2017-12-30 11:00 | 660 | 658
2017-12-30 11:30 | 660 | 657
2017-12-30 12:00 | 688 | 686
2017-12-30 12:30 | 720 | 717
2017-12-30 13:00 | 748 | 746
2017-12-30 13:30 | 746 | 744
2017-12-30 14:00 | 736 | 734
2017-12-30 14:30 | 727 | 725
2017-12-30 15:00 | 728 | 727
2017-12-30 15:30 | 751 | 749
2017-12-30 16:00 | 775 | 774
2017-12-30 16:30 | 802 | 801
2017-12-30 17:00 | 819 | 818
2017-12-30 17:30 | 860 | 860
2017-12-30 18:00 | 849 | 848
2017-12-30 18:30 | 863 | 862
2017-12-30 19:00 | 903 | 903
2017-12-30 19:30 | 908 | 908
2017-12-30 20:00 | 902 | 902
2017-12-30 20:30 | 852 | 851
2017-12-30 21:00 | 797 | 796
2017-12-30 21:30 | 765 | 762
2017-12-30 22:00 | 703 | 695
2017-12-30 22:30 | 709 | 699
2017-12-30 23:00 | 697 | 686
2017-12-30 23:30 | 599 | 585
2017-12-31 | 528 | 510
2017-12-31 00:30 | 548 | 530
2017-12-31 01:00 | 494 | 473
2017-12-31 01:30 | 459 | 434
2017-12-31 02:00 | 463 | 438
2017-12-31 02:30 | 450 | 425
2017-12-31 03:00 | 436 | 409
2017-12-31 03:30 | 430 | 402
2017-12-31 04:00 | 400 | 369
2017-12-31 04:30 | 428 | 400
2017-12-31 05:00 | 424 | 395
2017-12-31 05:30 | 395 | 361
2017-12-31 06:00 | 355 | 317
2017-12-31 06:30 | 373 | 340
2017-12-31 07:00 | 383 | 352
2017-12-31 07:30 | 412 | 385
2017-12-31 08:00 | 444 | 421
2017-12-31 08:30 | 487 | 468
2017-12-31 09:00 | 545 | 533
2017-12-31 09:30 | 568 | 558
2017-12-31 10:00 | 627 | 619
2017-12-31 10:30 | 674 | 668
2017-12-31 11:00 | 753 | 750
2017-12-31 11:30 | 771 | 769
2017-12-31 12:00 | 807 | 806
2017-12-31 12:30 | 843 | 842
2017-12-31 13:00 | 865 | 865
2017-12-31 13:30 | 899 | 899
2017-12-31 14:00 | 894 | 894
2017-12-31 14:30 | 915 | 915
2017-12-31 15:00 | 935 | 935
2017-12-31 15:30 | 879 | 879
2017-12-31 16:00 | 840 | 839
2017-12-31 16:30 | 790 | 789
2017-12-31 17:00 | 749 | 747
2017-12-31 17:30 | 736 | 734
2017-12-31 18:00 | 738 | 736
2017-12-31 18:30 | 750 | 748
2017-12-31 19:00 | 732 | 730
2017-12-31 19:30 | 723 | 721
2017-12-31 20:00 | 695 | 693
2017-12-31 20:30 | 655 | 653
2017-12-31 21:00 | 580 | 577
2017-12-31 21:30 | 540 | 529
2017-12-31 22:00 | 520 | 504
2017-12-31 22:30 | 516 | 500
2017-12-31 23:00 | 508 | 490
2017-12-31 23:30 | 432 | 407
2018-01-01 | 383 | 352
2018-01-01 00:30 | 316 | 275
2018-01-01 01:00 | 297 | 253
2018-01-01 01:30 | 289 | 245
2018-01-01 02:00 | 310 | 271
2018-01-01 02:30 | 330 | 294
2018-01-01 03:00 | 327 | 291
2018-01-01 03:30 | 303 | 263
2018-01-01 04:00 | 296 | 255
2018-01-01 04:30 | 281 | 237
2018-01-01 05:00 | 267 | 217
2018-01-01 05:30 | 257 | 201
2018-01-01 06:00 | 243 | 181
2018-01-01 06:30 | 250 | 193
2018-01-01 07:00 | 252 | 197
2018-01-01 07:30 | 261 | 215
2018-01-01 08:00 | 282 | 248
2018-01-01 08:30 | 286 | 257
2018-01-01 09:00 | 270 | 256
2018-01-01 09:30 | 273 | 260
2018-01-01 10:00 | 289 | 275
2018-01-01 10:30 | 344 | 335
2018-01-01 11:00 | 466 | 461
2018-01-01 11:30 | 544 | 541
2018-01-01 12:00 | 583 | 580
2018-01-01 12:30 | 603 | 601
2018-01-01 13:00 | 675 | 674
2018-01-01 13:30 | 708 | 707
2018-01-01 14:00 | 703 | 702
2018-01-01 14:30 | 734 | 733
2018-01-01 15:00 | 784 | 783
2018-01-01 15:30 | 744 | 743
2018-01-01 16:00 | 774 | 773
2018-01-01 16:30 | 768 | 768
2018-01-01 17:00 | 783 | 782
2018-01-01 17:30 | 795 | 794
2018-01-01 18:00 | 730 | 728
2018-01-01 18:30 | 697 | 695
2018-01-01 19:00 | 694 | 693
2018-01-01 19:30 | 711 | 710
2018-01-01 20:00 | 706 | 705
2018-01-01 20:30 | 645 | 643
2018-01-01 21:00 | 596 | 593
2018-01-01 21:30 | 583 | 574
2018-01-01 22:00 | 521 | 507
2018-01-01 22:30 | 566 | 553
2018-01-01 23:00 | 570 | 555
2018-01-01 23:30 | 532 | 515
2018-01-02 | 464 | 445
2018-01-02 00:30 | 388 | 363
2018-01-02 01:00 | 344 | 316
2018-01-02 01:30 | 325 | 292
2018-01-02 02:00 | 319 | 285
2018-01-02 02:30 | 318 | 285
2018-01-02 03:00 | 310 | 275
2018-01-02 03:30 | 293 | 255
2018-01-02 04:00 | 290 | 250
2018-01-02 04:30 | 311 | 276
2018-01-02 05:00 | 326 | 293
2018-01-02 05:30 | 336 | 306
2018-01-02 06:00 | 349 | 321
2018-01-02 06:30 | 384 | 369
2018-01-02 07:00 | 407 | 400
2018-01-02 07:30 | 338 | 329
2018-01-02 08:00 | 360 | 353
2018-01-02 08:30 | 420 | 416
2018-01-02 09:00 | 431 | 426
2018-01-02 09:30 | 487 | 484
2018-01-02 10:00 | 536 | 533
2018-01-02 10:30 | 556 | 553
2018-01-02 11:00 | 591 | 589
2018-01-02 11:30 | 595 | 592
2018-01-02 12:00 | 589 | 586
2018-01-02 12:30 | 593 | 590
2018-01-02 13:00 | 602 | 600
2018-01-02 13:30 | 686 | 683
2018-01-02 14:00 | 723 | 722
2018-01-02 14:30 | 737 | 737
2018-01-02 15:00 | 788 | 787
2018-01-02 15:30 | 783 | 782
2018-01-02 16:00 | 723 | 723
2018-01-02 16:30 | 746 | 746
2018-01-02 17:00 | 743 | 742
2018-01-02 17:30 | 712 | 712
2018-01-02 18:00 | 711 | 710
2018-01-02 18:30 | 673 | 671
2018-01-02 19:00 | 675 | 674
2018-01-02 19:30 | 687 | 686
2018-01-02 20:00 | 606 | 605
2018-01-02 20:30 | 574 | 572
2018-01-02 21:00 | 545 | 542
2018-01-02 21:30 | 517 | 506
2018-01-02 22:00 | 468 | 454
2018-01-02 22:30 | 505 | 492
2018-01-02 23:00 | 569 | 557
2018-01-02 23:30 | 510 | 495
2018-01-03 | 437 | 419
2018-01-03 00:30 | 388 | 366
2018-01-03 01:00 | 340 | 313
2018-01-03 01:30 | 325 | 296
2018-01-03 02:00 | 321 | 291
2018-01-03 02:30 | 308 | 276
2018-01-03 03:00 | 288 | 254
2018-01-03 03:30 | 284 | 249
2018-01-03 04:00 | 285 | 250
2018-01-03 04:30 | 298 | 265
2018-01-03 05:00 | 302 | 269
2018-01-03 05:30 | 304 | 272
2018-01-03 06:00 | 301 | 270
2018-01-03 06:30 | 332 | 314
2018-01-03 07:00 | 337 | 321
2018-01-03 07:30 | 296 | 278
2018-01-03 08:00 | 308 | 293
2018-01-03 08:30 | 317 | 304
2018-01-03 09:00 | 328 | 314
2018-01-03 09:30 | 351 | 341
2018-01-03 10:00 | 338 | 326
2018-01-03 10:30 | 368 | 358
2018-01-03 11:00 | 389 | 380
2018-01-03 11:30 | 412 | 405
2018-01-03 12:00 | 458 | 452
2018-01-03 12:30 | 505 | 497
2018-01-03 13:00 | 537 | 530
2018-01-03 13:30 | 642 | 636
2018-01-03 14:00 | 749 | 745
2018-01-03 14:30 | 744 | 739
2018-01-03 15:00 | 695 | 690
2018-01-03 15:30 | 642 | 637
2018-01-03 16:00 | 582 | 575
2018-01-03 16:30 | 601 | 593
2018-01-03 17:00 | 649 | 643
2018-01-03 17:30 | 680 | 673
2018-01-03 18:00 | 679 | 672
2018-01-03 18:30 | 626 | 618
2018-01-03 19:00 | 651 | 646
2018-01-03 19:30 | 657 | 653
2018-01-03 20:00 | 670 | 666
2018-01-03 20:30 | 609 | 604
2018-01-03 21:00 | 585 | 580
2018-01-03 21:30 | 523 | 513
2018-01-03 22:00 | 483 | 469
2018-01-03 22:30 | 526 | 511
2018-01-03 23:00 | 575 | 561
2018-01-03 23:30 | 495 | 477
2018-01-04 | 412 | 390
2018-01-04 00:30 | 376 | 351
2018-01-04 01:00 | 330 | 301
2018-01-04 01:30 | 320 | 288
2018-01-04 02:00 | 304 | 270
2018-01-04 02:30 | 319 | 286
2018-01-04 03:00 | 375 | 349
2018-01-04 03:30 | 294 | 257
2018-01-04 04:00 | 268 | 227
2018-01-04 04:30 | 270 | 229
2018-01-04 05:00 | 277 | 239
2018-01-04 05:30 | 283 | 247
2018-01-04 06:00 | 296 | 263
2018-01-04 06:30 | 295 | 270
2018-01-04 07:00 | 289 | 269
2018-01-04 07:30 | 281 | 261
2018-01-04 08:00 | 286 | 269
2018-01-04 08:30 | 277 | 260
2018-01-04 09:00 | 294 | 279
2018-01-04 09:30 | 305 | 292
2018-01-04 10:00 | 353 | 342
2018-01-04 10:30 | 375 | 365
2018-01-04 11:00 | 374 | 364
2018-01-04 11:30 | 441 | 433
2018-01-04 12:00 | 453 | 447
2018-01-04 12:30 | 480 | 474
2018-01-04 13:00 | 509 | 504
2018-01-04 13:30 | 530 | 525
2018-01-04 14:00 | 538 | 530
2018-01-04 14:30 | 541 | 534
2018-01-04 15:00 | 550 | 543
2018-01-04 15:30 | 550 | 542
2018-01-04 16:00 | 564 | 557
2018-01-04 16:30 | 607 | 601
2018-01-04 17:00 | 665 | 660
2018-01-04 17:30 | 694 | 689
2018-01-04 18:00 | 709 | 702
2018-01-04 18:30 | 695 | 685
2018-01-04 19:00 | 697 | 687
2018-01-04 19:30 | 699 | 689
2018-01-04 20:00 | 696 | 686
2018-01-04 20:30 | 653 | 644
2018-01-04 21:00 | 624 | 614
2018-01-04 21:30 | 570 | 559
2018-01-04 22:00 | 565 | 554
2018-01-04 22:30 | 578 | 566
2018-01-04 23:00 | 637 | 625
2018-01-04 23:30 | 618 | 605
2018-01-05 | 534 | 519
2018-01-05 00:30 | 458 | 439
2018-01-05 01:00 | 421 | 400
2018-01-05 01:30 | 389 | 367
2018-01-05 02:00 | 393 | 371
2018-01-05 02:30 | 376 | 353
2018-01-05 03:00 | 385 | 362
2018-01-05 03:30 | 367 | 342
2018-01-05 04:00 | 358 | 332
2018-01-05 04:30 | 356 | 329
2018-01-05 05:00 | 349 | 322
2018-01-05 05:30 | 345 | 319
2018-01-05 06:00 | 355 | 331
2018-01-05 06:30 | 375 | 357
2018-01-05 07:00 | 366 | 355
2018-01-05 07:30 | 365 | 354
2018-01-05 08:00 | 397 | 387
2018-01-05 08:30 | 373 | 364
2018-01-05 09:00 | 393 | 384
2018-01-05 09:30 | 391 | 382
2018-01-05 10:00 | 422 | 415
2018-01-05 10:30 | 406 | 398
2018-01-05 11:00 | 403 | 395
2018-01-05 11:30 | 422 | 414
2018-01-05 12:00 | 398 | 390
2018-01-05 12:30 | 401 | 394
2018-01-05 13:00 | 426 | 420
2018-01-05 13:30 | 431 | 424
2018-01-05 14:00 | 415 | 408
2018-01-05 14:30 | 426 | 419
2018-01-05 15:00 | 447 | 441
2018-01-05 15:30 | 436 | 429
2018-01-05 16:00 | 429 | 422
2018-01-05 16:30 | 470 | 464
2018-01-05 17:00 | 500 | 495
2018-01-05 17:30 | 497 | 491
2018-01-05 18:00 | 497 | 490
2018-01-05 18:30 | 503 | 491
2018-01-05 19:00 | 551 | 541
2018-01-05 19:30 | 581 | 571
2018-01-05 20:00 | 553 | 542
2018-01-05 20:30 | 500 | 488
2018-01-05 21:00 | 439 | 422
2018-01-05 21:30 | 438 | 421
2018-01-05 22:00 | 493 | 478
2018-01-05 22:30 | 529 | 515
2018-01-05 23:00 | 596 | 583
2018-01-05 23:30 | 510 | 494
2018-01-06 | 426 | 405
2018-01-06 00:30 | 374 | 349
2018-01-06 01:00 | 323 | 294
2018-01-06 01:30 | 309 | 278
2018-01-06 02:00 | 308 | 277
2018-01-06 02:30 | 315 | 285
2018-01-06 03:00 | 324 | 294
2018-01-06 03:30 | 356 | 330
2018-01-06 04:00 | 352 | 325
2018-01-06 04:30 | 352 | 324
2018-01-06 05:00 | 351 | 323
2018-01-06 05:30 | 328 | 298
2018-01-06 06:00 | 236 | 187
2018-01-06 06:30 | 202 | 153
2018-01-06 07:00 | 198 | 154
2018-01-06 07:30 | 205 | 167
2018-01-06 08:00 | 200 | 169
2018-01-06 08:30 | 243 | 218
2018-01-06 09:00 | 272 | 249
2018-01-06 09:30 | 294 | 273
2018-01-06 10:00 | 232 | 202
2018-01-06 10:30 | 248 | 224
2018-01-06 11:00 | 341 | 327
2018-01-06 11:30 | 337 | 322
2018-01-06 12:00 | 350 | 336
2018-01-06 12:30 | 298 | 281
2018-01-06 13:00 | 265 | 244
2018-01-06 13:30 | 303 | 286
2018-01-06 14:00 | 314 | 297
2018-01-06 14:30 | 401 | 390
2018-01-06 15:00 | 424 | 413
2018-01-06 15:30 | 368 | 355
2018-01-06 16:00 | 363 | 350
2018-01-06 16:30 | 420 | 410
2018-01-06 17:00 | 490 | 482
2018-01-06 17:30 | 508 | 500
2018-01-06 18:00 | 497 | 489
2018-01-06 18:30 | 492 | 483
2018-01-06 19:00 | 510 | 501
2018-01-06 19:30 | 526 | 518
2018-01-06 20:00 | 541 | 535
2018-01-06 20:30 | 525 | 518
2018-01-06 21:00 | 483 | 474
2018-01-06 21:30 | 437 | 423
2018-01-06 22:00 | 439 | 424
2018-01-06 22:30 | 483 | 470
2018-01-06 23:00 | 519 | 505
2018-01-06 23:30 | 489 | 474
2018-01-07 | 434 | 416
2018-01-07 00:30 | 338 | 312
2018-01-07 01:00 | 286 | 253
2018-01-07 01:30 | 268 | 232
2018-01-07 02:00 | 260 | 222
2018-01-07 02:30 | 246 | 204
2018-01-07 03:00 | 236 | 191
2018-01-07 03:30 | 234 | 189
2018-01-07 04:00 | 225 | 180
2018-01-07 04:30 | 223 | 178
2018-01-07 05:00 | 233 | 190
2018-01-07 05:30 | 212 | 161
2018-01-07 06:00 | 187 | 121
2018-01-07 06:30 | 174 | 97
2018-01-07 07:00 | 171 | 95
2018-01-07 07:30 | 162 | 74
2018-01-07 08:00 | 141 | 68
2018-01-07 08:30 | 138 | 93
2018-01-07 09:00 | 145 | 111
2018-01-07 09:30 | 161 | 132
2018-01-07 10:00 | 125 | 76
2018-01-07 10:30 | 91 | 45
2018-01-07 11:00 | 91 | 45
2018-01-07 11:30 | 123 | 102
2018-01-07 12:00 | 110 | 83
2018-01-07 12:30 | 137 | 119
2018-01-07 13:00 | 140 | 119
2018-01-07 13:30 | 161 | 146
2018-01-07 14:00 | 181 | 168
2018-01-07 14:30 | 210 | 201
2018-01-07 15:00 | 243 | 235
2018-01-07 15:30 | 277 | 272
2018-01-07 16:00 | 343 | 340
2018-01-07 16:30 | 329 | 325
2018-01-07 17:00 | 360 | 356
2018-01-07 17:30 | 399 | 394
2018-01-07 18:00 | 446 | 442
2018-01-07 18:30 | 452 | 448
2018-01-07 19:00 | 457 | 453
2018-01-07 19:30 | 476 | 474
2018-01-07 20:00 | 528 | 526
2018-01-07 20:30 | 520 | 517
2018-01-07 21:00 | 534 | 531
2018-01-07 21:30 | 491 | 480
2018-01-07 22:00 | 450 | 434
2018-01-07 22:30 | 427 | 409
2018-01-07 23:00 | 475 | 459
2018-01-07 23:30 | 448 | 431
2018-01-08 | 406 | 385
2018-01-08 00:30 | 314 | 283
2018-01-08 01:00 | 252 | 209
2018-01-08 01:30 | 276 | 239
2018-01-08 02:00 | 271 | 234
2018-01-08 02:30 | 251 | 209
2018-01-08 03:00 | 240 | 195
2018-01-08 03:30 | 243 | 199
2018-01-08 04:00 | 247 | 203
2018-01-08 04:30 | 244 | 201
2018-01-08 05:00 | 261 | 222
2018-01-08 05:30 | 281 | 247
2018-01-08 06:00 | 297 | 267
2018-01-08 06:30 | 309 | 290
2018-01-08 07:00 | 294 | 278
2018-01-08 07:30 | 230 | 216
2018-01-08 08:00 | 189 | 172
2018-01-08 08:30 | 224 | 213
2018-01-08 09:00 | 238 | 229
2018-01-08 09:30 | 261 | 247
2018-01-08 10:00 | 265 | 252
2018-01-08 10:30 | 280 | 269
2018-01-08 11:00 | 274 | 261
2018-01-08 11:30 | 320 | 311
2018-01-08 12:00 | 328 | 318
2018-01-08 12:30 | 300 | 286
2018-01-08 13:00 | 318 | 307
2018-01-08 13:30 | 326 | 316
2018-01-08 14:00 | 358 | 350
2018-01-08 14:30 | 412 | 407
2018-01-08 15:00 | 449 | 444
2018-01-08 15:30 | 487 | 483
2018-01-08 16:00 | 512 | 508
2018-01-08 16:30 | 560 | 557
2018-01-08 17:00 | 592 | 590
2018-01-08 17:30 | 601 | 597
2018-01-08 18:00 | 578 | 574
2018-01-08 18:30 | 596 | 592
2018-01-08 19:00 | 586 | 582
2018-01-08 19:30 | 585 | 581
2018-01-08 20:00 | 599 | 595
2018-01-08 20:30 | 593 | 587
2018-01-08 21:00 | 548 | 543
2018-01-08 21:30 | 491 | 480
2018-01-08 22:00 | 442 | 428
2018-01-08 22:30 | 481 | 468
2018-01-08 23:00 | 533 | 522
2018-01-08 23:30 | 473 | 458
2018-01-09 | 415 | 394
2018-01-09 00:30 | 346 | 319
2018-01-09 01:00 | 307 | 275
2018-01-09 01:30 | 294 | 260
2018-01-09 02:00 | 318 | 286
2018-01-09 02:30 | 333 | 303
2018-01-09 03:00 | 334 | 305
2018-01-09 03:30 | 338 | 310
2018-01-09 04:00 | 331 | 302
2018-01-09 04:30 | 351 | 323
2018-01-09 05:00 | 354 | 327
2018-01-09 05:30 | 371 | 347
2018-01-09 06:00 | 385 | 364
2018-01-09 06:30 | 378 | 363
2018-01-09 07:00 | 356 | 347
2018-01-09 07:30 | 316 | 306
2018-01-09 08:00 | 319 | 309
2018-01-09 08:30 | 351 | 343
2018-01-09 09:00 | 348 | 340
2018-01-09 09:30 | 356 | 349
2018-01-09 10:00 | 333 | 323
2018-01-09 10:30 | 328 | 312
2018-01-09 11:00 | 317 | 301
2018-01-09 11:30 | 374 | 361
2018-01-09 12:00 | 422 | 412
2018-01-09 12:30 | 464 | 455
2018-01-09 13:00 | 517 | 511
2018-01-09 13:30 | 587 | 582
2018-01-09 14:00 | 639 | 634
2018-01-09 14:30 | 683 | 680
2018-01-09 15:00 | 722 | 719
2018-01-09 15:30 | 748 | 746
2018-01-09 16:00 | 719 | 717
2018-01-09 16:30 | 723 | 721
2018-01-09 17:00 | 726 | 724
2018-01-09 17:30 | 739 | 737
2018-01-09 18:00 | 701 | 698
2018-01-09 18:30 | 725 | 722
2018-01-09 19:00 | 741 | 738
2018-01-09 19:30 | 725 | 721
2018-01-09 20:00 | 728 | 725
2018-01-09 20:30 | 684 | 680
2018-01-09 21:00 | 637 | 632
2018-01-09 21:30 | 535 | 527
2018-01-09 22:00 | 457 | 445
2018-01-09 22:30 | 513 | 501
2018-01-09 23:00 | 568 | 557
2018-01-09 23:30 | 490 | 476
2018-01-10 | 452 | 436
2018-01-10 00:30 | 414 | 396
2018-01-10 01:00 | 380 | 359
2018-01-10 01:30 | 355 | 331
2018-01-10 02:00 | 363 | 339
2018-01-10 02:30 | 356 | 332
2018-01-10 03:00 | 330 | 305
2018-01-10 03:30 | 323 | 297
2018-01-10 04:00 | 330 | 304
2018-01-10 04:30 | 332 | 307
2018-01-10 05:00 | 355 | 333
2018-01-10 05:30 | 354 | 332
2018-01-10 06:00 | 375 | 357
2018-01-10 06:30 | 368 | 354
2018-01-10 07:00 | 372 | 360
2018-01-10 07:30 | 337 | 323
2018-01-10 08:00 | 328 | 317
2018-01-10 08:30 | 353 | 346
2018-01-10 09:00 | 389 | 384
2018-01-10 09:30 | 393 | 386
2018-01-10 10:00 | 385 | 379
2018-01-10 10:30 | 404 | 399
2018-01-10 11:00 | 435 | 427
2018-01-10 11:30 | 436 | 427
2018-01-10 12:00 | 454 | 447
2018-01-10 12:30 | 478 | 471
2018-01-10 13:00 | 509 | 503
2018-01-10 13:30 | 541 | 536
2018-01-10 14:00 | 593 | 589
2018-01-10 14:30 | 635 | 631
2018-01-10 15:00 | 644 | 641
2018-01-10 15:30 | 713 | 710
2018-01-10 16:00 | 726 | 724
2018-01-10 16:30 | 752 | 750
2018-01-10 17:00 | 777 | 775
2018-01-10 17:30 | 779 | 776
2018-01-10 18:00 | 787 | 784
2018-01-10 18:30 | 786 | 783
2018-01-10 19:00 | 810 | 808
2018-01-10 19:30 | 801 | 799
2018-01-10 20:00 | 814 | 811
2018-01-10 20:30 | 772 | 769
2018-01-10 21:00 | 733 | 729
2018-01-10 21:30 | 692 | 686
2018-01-10 22:00 | 647 | 639
2018-01-10 22:30 | 621 | 612
2018-01-10 23:00 | 623 | 613
2018-01-10 23:30 | 590 | 578
2018-01-11 | 551 | 538
2018-01-11 00:30 | 459 | 444
2018-01-11 01:00 | 418 | 401
2018-01-11 01:30 | 401 | 382
2018-01-11 02:00 | 402 | 384
2018-01-11 02:30 | 384 | 364
2018-01-11 03:00 | 383 | 362
2018-01-11 03:30 | 377 | 357
2018-01-11 04:00 | 371 | 349
2018-01-11 04:30 | 397 | 379
2018-01-11 05:00 | 427 | 410
2018-01-11 05:30 | 425 | 409
2018-01-11 06:00 | 389 | 375
2018-01-11 06:30 | 412 | 405
2018-01-11 07:00 | 488 | 484
2018-01-11 07:30 | 524 | 522
2018-01-11 08:00 | 422 | 420
2018-01-11 08:30 | 397 | 395
2018-01-11 09:00 | 397 | 395
2018-01-11 09:30 | 393 | 392
2018-01-11 10:00 | 437 | 436
2018-01-11 10:30 | 473 | 473
2018-01-11 11:00 | 479 | 478
2018-01-11 11:30 | 528 | 528
2018-01-11 12:00 | 556 | 556
2018-01-11 12:30 | 564 | 564
2018-01-11 13:00 | 531 | 530
2018-01-11 13:30 | 607 | 607
2018-01-11 14:00 | 655 | 654
2018-01-11 14:30 | 697 | 696
2018-01-11 15:00 | 713 | 713
2018-01-11 15:30 | 746 | 745
2018-01-11 16:00 | 722 | 722
2018-01-11 16:30 | 730 | 729
2018-01-11 17:00 | 735 | 734
2018-01-11 17:30 | 794 | 793
2018-01-11 18:00 | 823 | 823
2018-01-11 18:30 | 795 | 794
2018-01-11 19:00 | 801 | 800
2018-01-11 19:30 | 845 | 844
2018-01-11 20:00 | 844 | 843
2018-01-11 20:30 | 826 | 825
2018-01-11 21:00 | 775 | 773
2018-01-11 21:30 | 695 | 692
2018-01-11 22:00 | 641 | 637
2018-01-11 22:30 | 649 | 644
2018-01-11 23:00 | 615 | 610
2018-01-11 23:30 | 562 | 557
2018-01-12 | 455 | 447
2018-01-12 00:30 | 359 | 346
2018-01-12 01:00 | 362 | 348
2018-01-12 01:30 | 339 | 323
2018-01-12 02:00 | 413 | 400
2018-01-12 02:30 | 411 | 398
2018-01-12 03:00 | 381 | 368
2018-01-12 03:30 | 366 | 352
2018-01-12 04:00 | 376 | 362
2018-01-12 04:30 | 342 | 326
2018-01-12 05:00 | 278 | 259
2018-01-12 05:30 | 323 | 308
2018-01-12 06:00 | 348 | 335
2018-01-12 06:30 | 416 | 409
2018-01-12 07:00 | 440 | 435
2018-01-12 07:30 | 411 | 407
2018-01-12 08:00 | 406 | 402
2018-01-12 08:30 | 431 | 426
2018-01-12 09:00 | 451 | 444
2018-01-12 09:30 | 445 | 439
2018-01-12 10:00 | 485 | 479
2018-01-12 10:30 | 501 | 496
2018-01-12 11:00 | 523 | 518
2018-01-12 11:30 | 543 | 538
2018-01-12 12:00 | 605 | 602
2018-01-12 12:30 | 623 | 621
2018-01-12 13:00 | 664 | 662
2018-01-12 13:30 | 672 | 670
2018-01-12 14:00 | 687 | 685
2018-01-12 14:30 | 707 | 705
2018-01-12 15:00 | 740 | 738
2018-01-12 15:30 | 765 | 764
2018-01-12 16:00 | 791 | 791
2018-01-12 16:30 | 795 | 794
2018-01-12 17:00 | 783 | 782
2018-01-12 17:30 | 781 | 780
2018-01-12 18:00 | 754 | 753
2018-01-12 18:30 | 737 | 736
2018-01-12 19:00 | 746 | 745
2018-01-12 19:30 | 768 | 767
2018-01-12 20:00 | 767 | 766
2018-01-12 20:30 | 718 | 717
2018-01-12 21:00 | 680 | 678
2018-01-12 21:30 | 629 | 625
2018-01-12 22:00 | 607 | 600
2018-01-12 22:30 | 624 | 616
2018-01-12 23:00 | 598 | 590
2018-01-12 23:30 | 532 | 522
2018-01-13 | 442 | 430
2018-01-13 00:30 | 368 | 351
2018-01-13 01:00 | 314 | 293
2018-01-13 01:30 | 313 | 290
2018-01-13 02:00 | 318 | 296
2018-01-13 02:30 | 353 | 331
2018-01-13 03:00 | 346 | 323
2018-01-13 03:30 | 346 | 324
2018-01-13 04:00 | 353 | 331
2018-01-13 04:30 | 415 | 396
2018-01-13 05:00 | 407 | 387
2018-01-13 05:30 | 308 | 282
2018-01-13 06:00 | 314 | 290
2018-01-13 06:30 | 293 | 268
2018-01-13 07:00 | 274 | 251
2018-01-13 07:30 | 288 | 269
2018-01-13 08:00 | 256 | 237
2018-01-13 08:30 | 285 | 275
2018-01-13 09:00 | 343 | 336
2018-01-13 09:30 | 383 | 376
2018-01-13 10:00 | 428 | 423
2018-01-13 10:30 | 456 | 452
2018-01-13 11:00 | 504 | 499
2018-01-13 11:30 | 550 | 545
2018-01-13 12:00 | 579 | 575
2018-01-13 12:30 | 661 | 659
2018-01-13 13:00 | 534 | 532
2018-01-13 13:30 | 691 | 689
2018-01-13 14:00 | 731 | 729
2018-01-13 14:30 | 704 | 702
2018-01-13 15:00 | 672 | 672
2018-01-13 15:30 | 724 | 724
2018-01-13 16:00 | 702 | 701
2018-01-13 16:30 | 680 | 679
2018-01-13 17:00 | 727 | 727
2018-01-13 17:30 | 779 | 779
2018-01-13 18:00 | 836 | 836
2018-01-13 18:30 | 843 | 843
2018-01-13 19:00 | 855 | 854
2018-01-13 19:30 | 869 | 869
2018-01-13 20:00 | 844 | 843
2018-01-13 20:30 | 807 | 806
2018-01-13 21:00 | 814 | 813
2018-01-13 21:30 | 794 | 790
2018-01-13 22:00 | 753 | 746
2018-01-13 22:30 | 825 | 820
2018-01-13 23:00 | 822 | 818
2018-01-13 23:30 | 712 | 704
2018-01-14 | 681 | 670
2018-01-14 00:30 | 676 | 663
2018-01-14 01:00 | 644 | 629
2018-01-14 01:30 | 643 | 628
2018-01-14 02:00 | 618 | 601
2018-01-14 02:30 | 597 | 579
2018-01-14 03:00 | 601 | 582
2018-01-14 03:30 | 627 | 609
2018-01-14 04:00 | 626 | 608
2018-01-14 04:30 | 693 | 676
2018-01-14 05:00 | 694 | 678
2018-01-14 05:30 | 647 | 628
2018-01-14 06:00 | 602 | 582
2018-01-14 06:30 | 530 | 508
2018-01-14 07:00 | 562 | 542
2018-01-14 07:30 | 613 | 600
2018-01-14 08:00 | 647 | 641
2018-01-14 08:30 | 733 | 729
2018-01-14 09:00 | 773 | 770
2018-01-14 09:30 | 803 | 800
2018-01-14 10:00 | 818 | 817
2018-01-14 10:30 | 820 | 819
2018-01-14 11:00 | 811 | 810
2018-01-14 11:30 | 888 | 888
2018-01-14 12:00 | 912 | 911
2018-01-14 12:30 | 950 | 950
2018-01-14 13:00 | 963 | 963
2018-01-14 13:30 | 980 | 980
2018-01-14 14:00 | 959 | 959
2018-01-14 14:30 | 950 | 949
2018-01-14 15:00 | 912 | 912
2018-01-14 15:30 | 918 | 918
2018-01-14 16:00 | 911 | 911
2018-01-14 16:30 | 920 | 920
2018-01-14 17:00 | 885 | 885
2018-01-14 17:30 | 855 | 855
2018-01-14 18:00 | 834 | 833
2018-01-14 18:30 | 842 | 841
2018-01-14 19:00 | 852 | 851
2018-01-14 19:30 | 808 | 807
2018-01-14 20:00 | 768 | 766
2018-01-14 20:30 | 781 | 779
2018-01-14 21:00 | 775 | 773
2018-01-14 21:30 | 718 | 711
2018-01-14 22:00 | 663 | 650
2018-01-14 22:30 | 698 | 685
2018-01-14 23:00 | 696 | 682
2018-01-14 23:30 | 608 | 590
2018-01-15 | 504 | 480
2018-01-15 00:30 | 423 | 393
2018-01-15 01:00 | 378 | 342
2018-01-15 01:30 | 427 | 387
2018-01-15 02:00 | 490 | 455
2018-01-15 02:30 | 431 | 387
2018-01-15 03:00 | 382 | 332
2018-01-15 03:30 | 367 | 316
2018-01-15 04:00 | 321 | 261
2018-01-15 04:30 | 328 | 268
2018-01-15 05:00 | 430 | 387
2018-01-15 05:30 | 466 | 427
2018-01-15 06:00 | 496 | 462
2018-01-15 06:30 | 575 | 558
2018-01-15 07:00 | 579 | 570
2018-01-15 07:30 | 547 | 538
2018-01-15 08:00 | 523 | 514
2018-01-15 08:30 | 535 | 526
2018-01-15 09:00 | 526 | 518
2018-01-15 09:30 | 532 | 524
2018-01-15 10:00 | 552 | 545
2018-01-15 10:30 | 569 | 561
2018-01-15 11:00 | 544 | 537
2018-01-15 11:30 | 530 | 523
2018-01-15 12:00 | 565 | 559
2018-01-15 12:30 | 569 | 558
2018-01-15 13:00 | 614 | 605
2018-01-15 13:30 | 616 | 608
2018-01-15 14:00 | 645 | 638
2018-01-15 14:30 | 661 | 654
2018-01-15 15:00 | 680 | 674
2018-01-15 15:30 | 691 | 685
2018-01-15 16:00 | 693 | 687
2018-01-15 16:30 | 704 | 699
2018-01-15 17:00 | 713 | 708
2018-01-15 17:30 | 722 | 716
2018-01-15 18:00 | 721 | 715
2018-01-15 18:30 | 713 | 706
2018-01-15 19:00 | 729 | 722
2018-01-15 19:30 | 742 | 736
2018-01-15 20:00 | 733 | 727
2018-01-15 20:30 | 724 | 716
2018-01-15 21:00 | 687 | 678
2018-01-15 21:30 | 641 | 632
2018-01-15 22:00 | 560 | 548
2018-01-15 22:30 | 549 | 537
2018-01-15 23:00 | 541 | 527
2018-01-15 23:30 | 491 | 474
2018-01-16 | 493 | 476
2018-01-16 00:30 | 446 | 426
2018-01-16 01:00 | 425 | 403
2018-01-16 01:30 | 430 | 390
2018-01-16 02:00 | 451 | 413
2018-01-16 02:30 | 430 | 390
2018-01-16 03:00 | 420 | 377
2018-01-16 03:30 | 400 | 355
2018-01-16 04:00 | 393 | 347
2018-01-16 04:30 | 387 | 339
2018-01-16 05:00 | 378 | 331
2018-01-16 05:30 | 445 | 406
2018-01-16 06:00 | 465 | 438
2018-01-16 06:30 | 473 | 449
2018-01-16 07:00 | 487 | 475
2018-01-16 07:30 | 449 | 439
2018-01-16 08:00 | 433 | 421
2018-01-16 08:30 | 452 | 441
2018-01-16 09:00 | 486 | 477
2018-01-16 09:30 | 482 | 473
2018-01-16 10:00 | 528 | 520
2018-01-16 10:30 | 472 | 463
2018-01-16 11:00 | 440 | 431
2018-01-16 11:30 | 503 | 495
2018-01-16 12:00 | 582 | 577
2018-01-16 12:30 | 566 | 558
2018-01-16 13:00 | 539 | 529
2018-01-16 13:30 | 532 | 521
2018-01-16 14:00 | 567 | 557
2018-01-16 14:30 | 576 | 568
2018-01-16 15:00 | 602 | 594
2018-01-16 15:30 | 652 | 645
2018-01-16 16:00 | 735 | 729
2018-01-16 16:30 | 800 | 795
2018-01-16 17:00 | 819 | 816
2018-01-16 17:30 | 807 | 804
2018-01-16 18:00 | 847 | 845
2018-01-16 18:30 | 834 | 831
2018-01-16 19:00 | 839 | 836
2018-01-16 19:30 | 850 | 847
2018-01-16 20:00 | 833 | 829
2018-01-16 20:30 | 776 | 771
2018-01-16 21:00 | 704 | 700
2018-01-16 21:30 | 728 | 721
2018-01-16 22:00 | 686 | 677
2018-01-16 22:30 | 692 | 682
2018-01-16 23:00 | 654 | 643
2018-01-16 23:30 | 610 | 597
2018-01-17 | 577 | 563
2018-01-17 00:30 | 476 | 453
2018-01-17 01:00 | 446 | 407
2018-01-17 01:30 | 433 | 392
2018-01-17 02:00 | 393 | 347
2018-01-17 02:30 | 352 | 298
2018-01-17 03:00 | 353 | 299
2018-01-17 03:30 | 326 | 265
2018-01-17 04:00 | 313 | 248
2018-01-17 04:30 | 329 | 270
2018-01-17 05:00 | 356 | 302
2018-01-17 05:30 | 384 | 338
2018-01-17 06:00 | 445 | 408
2018-01-17 06:30 | 455 | 436
2018-01-17 07:00 | 468 | 451
2018-01-17 07:30 | 420 | 402
2018-01-17 08:00 | 397 | 382
2018-01-17 08:30 | 389 | 374
2018-01-17 09:00 | 395 | 381
2018-01-17 09:30 | 379 | 364
2018-01-17 10:00 | 341 | 323
2018-01-17 10:30 | 322 | 302
2018-01-17 11:00 | 307 | 282
2018-01-17 11:30 | 329 | 303
2018-01-17 12:00 | 344 | 326
2018-01-17 12:30 | 369 | 354
2018-01-17 13:00 | 388 | 374
2018-01-17 13:30 | 420 | 408
2018-01-17 14:00 | 431 | 420
2018-01-17 14:30 | 440 | 430
2018-01-17 15:00 | 451 | 441
2018-01-17 15:30 | 504 | 496
2018-01-17 16:00 | 530 | 522
2018-01-17 16:30 | 549 | 541
2018-01-17 17:00 | 601 | 595
2018-01-17 17:30 | 604 | 597
2018-01-17 18:00 | 625 | 618
2018-01-17 18:30 | 597 | 592
2018-01-17 19:00 | 653 | 649
2018-01-17 19:30 | 683 | 680
2018-01-17 20:00 | 681 | 678
2018-01-17 20:30 | 646 | 642
2018-01-17 21:00 | 629 | 623
2018-01-17 21:30 | 540 | 529
2018-01-17 22:00 | 570 | 557
2018-01-17 22:30 | 583 | 568
2018-01-17 23:00 | 582 | 553
2018-01-17 23:30 | 507 | 475
2018-01-18 | 485 | 450
2018-01-18 00:30 | 433 | 389
2018-01-18 01:00 | 430 | 381
2018-01-18 01:30 | 423 | 372
2018-01-18 02:00 | 371 | 307
2018-01-18 02:30 | 385 | 321
2018-01-18 03:00 | 409 | 350
2018-01-18 03:30 | 426 | 370
2018-01-18 04:00 | 414 | 355
2018-01-18 04:30 | 373 | 307
2018-01-18 05:00 | 369 | 302
2018-01-18 05:30 | 353 | 282
2018-01-18 06:00 | 438 | 406
2018-01-18 06:30 | 542 | 522
2018-01-18 07:00 | 575 | 561
2018-01-18 07:30 | 558 | 545
2018-01-18 08:00 | 398 | 377
2018-01-18 08:30 | 398 | 378
2018-01-18 09:00 | 414 | 395
2018-01-18 09:30 | 467 | 450
2018-01-18 10:00 | 453 | 436
2018-01-18 10:30 | 451 | 434
2018-01-18 11:00 | 430 | 409
2018-01-18 11:30 | 441 | 417
2018-01-18 12:00 | 459 | 436
2018-01-18 12:30 | 444 | 421
2018-01-18 13:00 | 451 | 429
2018-01-18 13:30 | 492 | 477
2018-01-18 14:00 | 529 | 512
2018-01-18 14:30 | 649 | 637
2018-01-18 15:00 | 623 | 609
2018-01-18 15:30 | 620 | 605
2018-01-18 16:00 | 601 | 586
2018-01-18 16:30 | 598 | 582
2018-01-18 17:00 | 572 | 558
2018-01-18 17:30 | 649 | 640
2018-01-18 18:00 | 702 | 695
2018-01-18 18:30 | 654 | 647
2018-01-18 19:00 | 729 | 723
2018-01-18 19:30 | 756 | 751
2018-01-18 20:00 | 730 | 723
2018-01-18 20:30 | 649 | 640
2018-01-18 21:00 | 637 | 626
2018-01-18 21:30 | 613 | 601
2018-01-18 22:00 | 591 | 579
2018-01-18 22:30 | 599 | 588
2018-01-18 23:00 | 601 | 588
2018-01-18 23:30 | 576 | 561
2018-01-19 | 550 | 522
2018-01-19 00:30 | 439 | 398
2018-01-19 01:00 | 408 | 361
2018-01-19 01:30 | 418 | 366
2018-01-19 02:00 | 399 | 337
2018-01-19 02:30 | 374 | 308
2018-01-19 03:00 | 395 | 334
2018-01-19 03:30 | 378 | 313
2018-01-19 04:00 | 364 | 294
2018-01-19 04:30 | 308 | 218
2018-01-19 05:00 | 278 | 219
2018-01-19 05:30 | 343 | 302
2018-01-19 06:00 | 315 | 276
2018-01-19 06:30 | 351 | 322
2018-01-19 07:00 | 383 | 359
2018-01-19 07:30 | 407 | 390
2018-01-19 08:00 | 347 | 321
2018-01-19 08:30 | 335 | 302
2018-01-19 09:00 | 316 | 285
2018-01-19 09:30 | 290 | 254
2018-01-19 10:00 | 278 | 241
2018-01-19 10:30 | 256 | 218
2018-01-19 11:00 | 245 | 216
2018-01-19 11:30 | 236 | 208
2018-01-19 12:00 | 250 | 223
2018-01-19 12:30 | 231 | 197
2018-01-19 13:00 | 236 | 206
2018-01-19 13:30 | 287 | 265
2018-01-19 14:00 | 294 | 271
2018-01-19 14:30 | 331 | 314
2018-01-19 15:00 | 408 | 397
2018-01-19 15:30 | 440 | 431
2018-01-19 16:00 | 490 | 481
2018-01-19 16:30 | 511 | 503
2018-01-19 17:00 | 560 | 554
2018-01-19 17:30 | 586 | 580
2018-01-19 18:00 | 560 | 556
2018-01-19 18:30 | 517 | 512
2018-01-19 19:00 | 549 | 544
2018-01-19 19:30 | 562 | 555
2018-01-19 20:00 | 583 | 576
2018-01-19 20:30 | 500 | 488
2018-01-19 21:00 | 610 | 602
2018-01-19 21:30 | 604 | 597
2018-01-19 22:00 | 529 | 520
2018-01-19 22:30 | 536 | 526
2018-01-19 23:00 | 585 | 576
2018-01-19 23:30 | 510 | 498
2018-01-20 | 396 | 378
2018-01-20 00:30 | 301 | 273
2018-01-20 01:00 | 327 | 302
2018-01-20 01:30 | 417 | 400
2018-01-20 02:00 | 402 | 385
2018-01-20 02:30 | 365 | 345
2018-01-20 03:00 | 361 | 340
2018-01-20 03:30 | 407 | 388
2018-01-20 04:00 | 448 | 431
2018-01-20 04:30 | 453 | 435
2018-01-20 05:00 | 456 | 439
2018-01-20 05:30 | 462 | 444
2018-01-20 06:00 | 442 | 423
2018-01-20 06:30 | 444 | 427
2018-01-20 07:00 | 460 | 444
2018-01-20 07:30 | 433 | 416
2018-01-20 08:00 | 439 | 425
2018-01-20 08:30 | 467 | 453
2018-01-20 09:00 | 465 | 452
2018-01-20 09:30 | 379 | 359
2018-01-20 10:00 | 317 | 293
2018-01-20 10:30 | 287 | 259
2018-01-20 11:00 | 242 | 206
2018-01-20 11:30 | 279 | 250
2018-01-20 12:00 | 278 | 249
2018-01-20 12:30 | 269 | 239
2018-01-20 13:00 | 249 | 217
2018-01-20 13:30 | 235 | 202
2018-01-20 14:00 | 274 | 249
2018-01-20 14:30 | 296 | 275
2018-01-20 15:00 | 323 | 306
2018-01-20 15:30 | 361 | 345
2018-01-20 16:00 | 433 | 422
2018-01-20 16:30 | 529 | 520
2018-01-20 17:00 | 566 | 559
2018-01-20 17:30 | 581 | 574
2018-01-20 18:00 | 584 | 577
2018-01-20 18:30 | 579 | 571
2018-01-20 19:00 | 598 | 590
2018-01-20 19:30 | 595 | 588
2018-01-20 20:00 | 562 | 553
2018-01-20 20:30 | 575 | 566
2018-01-20 21:00 | 551 | 541
2018-01-20 21:30 | 505 | 494
2018-01-20 22:00 | 456 | 443
2018-01-20 22:30 | 497 | 486
2018-01-20 23:00 | 526 | 515
2018-01-20 23:30 | 484 | 471
2018-01-21 | 409 | 390
2018-01-21 00:30 | 333 | 308
2018-01-21 01:00 | 280 | 248
2018-01-21 01:30 | 255 | 228
2018-01-21 02:00 | 280 | 253
2018-01-21 02:30 | 276 | 243
2018-01-21 03:00 | 248 | 209
2018-01-21 03:30 | 249 | 211
2018-01-21 04:00 | 239 | 197
2018-01-21 04:30 | 239 | 197
2018-01-21 05:00 | 237 | 194
2018-01-21 05:30 | 223 | 175
2018-01-21 06:00 | 193 | 130
2018-01-21 06:30 | 193 | 134
2018-01-21 07:00 | 205 | 156
2018-01-21 07:30 | 197 | 148
2018-01-21 08:00 | 225 | 183
2018-01-21 08:30 | 252 | 219
2018-01-21 09:00 | 249 | 219
2018-01-21 09:30 | 257 | 227
2018-01-21 10:00 | 241 | 208
2018-01-21 10:30 | 207 | 162
2018-01-21 11:00 | 207 | 162
2018-01-21 11:30 | 257 | 226
2018-01-21 12:00 | 269 | 240
2018-01-21 12:30 | 254 | 223
2018-01-21 13:00 | 303 | 279
2018-01-21 13:30 | 322 | 300
2018-01-21 14:00 | 301 | 277
2018-01-21 14:30 | 300 | 275
2018-01-21 15:00 | 288 | 266
2018-01-21 15:30 | 376 | 362
2018-01-21 16:00 | 326 | 307
2018-01-21 16:30 | 365 | 351
2018-01-21 17:00 | 417 | 407
2018-01-21 17:30 | 432 | 422
2018-01-21 18:00 | 401 | 390
2018-01-21 18:30 | 480 | 472
2018-01-21 19:00 | 495 | 486
2018-01-21 19:30 | 601 | 594
2018-01-21 20:00 | 606 | 599
2018-01-21 20:30 | 618 | 611
2018-01-21 21:00 | 608 | 599
2018-01-21 21:30 | 551 | 541
2018-01-21 22:00 | 512 | 499
2018-01-21 22:30 | 558 | 547
2018-01-21 23:00 | 577 | 567
2018-01-21 23:30 | 520 | 508
2018-01-22 | 453 | 437
2018-01-22 00:30 | 362 | 338
2018-01-22 01:00 | 343 | 318
2018-01-22 01:30 | 325 | 297
2018-01-22 02:00 | 290 | 256
2018-01-22 02:30 | 252 | 212
2018-01-22 03:00 | 242 | 199
2018-01-22 03:30 | 238 | 195
2018-01-22 04:00 | 266 | 229
2018-01-22 04:30 | 266 | 229
2018-01-22 05:00 | 243 | 203
2018-01-22 05:30 | 265 | 229
2018-01-22 06:00 | 281 | 251
2018-01-22 06:30 | 371 | 352
2018-01-22 07:00 | 443 | 430
2018-01-22 07:30 | 404 | 391
2018-01-22 08:00 | 373 | 361
2018-01-22 08:30 | 381 | 364
2018-01-22 09:00 | 377 | 362
2018-01-22 09:30 | 372 | 357
2018-01-22 10:00 | 365 | 348
2018-01-22 10:30 | 354 | 335
2018-01-22 11:00 | 337 | 329
2018-01-22 11:30 | 349 | 343
2018-01-22 12:00 | 369 | 360
2018-01-22 12:30 | 382 | 372
2018-01-22 13:00 | 398 | 393
2018-01-22 13:30 | 405 | 401
2018-01-22 14:00 | 419 | 414
2018-01-22 14:30 | 463 | 459
2018-01-22 15:00 | 463 | 459
2018-01-22 15:30 | 486 | 483
2018-01-22 16:00 | 517 | 514
2018-01-22 16:30 | 580 | 576
2018-01-22 17:00 | 633 | 630
2018-01-22 17:30 | 677 | 675
2018-01-22 18:00 | 693 | 691
2018-01-22 18:30 | 662 | 659
2018-01-22 19:00 | 668 | 665
2018-01-22 19:30 | 672 | 669
2018-01-22 20:00 | 683 | 681
2018-01-22 20:30 | 662 | 659
2018-01-22 21:00 | 625 | 620
2018-01-22 21:30 | 554 | 539
2018-01-22 22:00 | 519 | 499
2018-01-22 22:30 | 555 | 542
2018-01-22 23:00 | 654 | 644
2018-01-22 23:30 | 613 | 601
2018-01-23 | 511 | 493
2018-01-23 00:30 | 444 | 420
2018-01-23 01:00 | 403 | 373
2018-01-23 01:30 | 388 | 358
2018-01-23 02:00 | 387 | 358
2018-01-23 02:30 | 366 | 333
2018-01-23 03:00 | 358 | 324
2018-01-23 03:30 | 359 | 325
2018-01-23 04:00 | 356 | 321
2018-01-23 04:30 | 370 | 338
2018-01-23 05:00 | 392 | 364
2018-01-23 05:30 | 415 | 390
2018-01-23 06:00 | 443 | 423
2018-01-23 06:30 | 436 | 421
2018-01-23 07:00 | 405 | 389
2018-01-23 07:30 | 391 | 380
2018-01-23 08:00 | 342 | 328
2018-01-23 08:30 | 360 | 348
2018-01-23 09:00 | 338 | 317
2018-01-23 09:30 | 368 | 348
2018-01-23 10:00 | 357 | 336
2018-01-23 10:30 | 377 | 359
2018-01-23 11:00 | 403 | 387
2018-01-23 11:30 | 415 | 401
2018-01-23 12:00 | 420 | 407
2018-01-23 12:30 | 449 | 438
2018-01-23 13:00 | 484 | 475
2018-01-23 13:30 | 528 | 520
2018-01-23 14:00 | 552 | 545
2018-01-23 14:30 | 581 | 575
2018-01-23 15:00 | 604 | 598
2018-01-23 15:30 | 612 | 607
2018-01-23 16:00 | 642 | 638
2018-01-23 16:30 | 698 | 695
2018-01-23 17:00 | 769 | 766
2018-01-23 17:30 | 780 | 778
2018-01-23 18:00 | 746 | 743
2018-01-23 18:30 | 707 | 703
2018-01-23 19:00 | 730 | 726
2018-01-23 19:30 | 750 | 747
2018-01-23 20:00 | 753 | 749
2018-01-23 20:30 | 730 | 726
2018-01-23 21:00 | 695 | 689
2018-01-23 21:30 | 615 | 608
2018-01-23 22:00 | 537 | 529
2018-01-23 22:30 | 600 | 596
2018-01-23 23:00 | 662 | 658
2018-01-23 23:30 | 623 | 615
2018-01-24 | 569 | 554
2018-01-24 00:30 | 476 | 456
2018-01-24 01:00 | 438 | 414
2018-01-24 01:30 | 402 | 373
2018-01-24 02:00 | 394 | 364
2018-01-24 02:30 | 382 | 349
2018-01-24 03:00 | 361 | 324
2018-01-24 03:30 | 358 | 320
2018-01-24 04:00 | 363 | 327
2018-01-24 04:30 | 380 | 347
2018-01-24 05:00 | 398 | 368
2018-01-24 05:30 | 427 | 402
2018-01-24 06:00 | 457 | 440
2018-01-24 06:30 | 471 | 458
2018-01-24 07:00 | 518 | 507
2018-01-24 07:30 | 487 | 477
2018-01-24 08:00 | 472 | 459
2018-01-24 08:30 | 486 | 473
2018-01-24 09:00 | 463 | 449
2018-01-24 09:30 | 492 | 479
2018-01-24 10:00 | 485 | 472
2018-01-24 10:30 | 467 | 452
2018-01-24 11:00 | 448 | 432
2018-01-24 11:30 | 441 | 424
2018-01-24 12:00 | 445 | 429
2018-01-24 12:30 | 484 | 471
2018-01-24 13:00 | 495 | 484
2018-01-24 13:30 | 491 | 478
2018-01-24 14:00 | 509 | 498
2018-01-24 14:30 | 532 | 521
2018-01-24 15:00 | 522 | 511
2018-01-24 15:30 | 592 | 585
2018-01-24 16:00 | 616 | 610
2018-01-24 16:30 | 673 | 670
2018-01-24 17:00 | 695 | 691
2018-01-24 17:30 | 726 | 723
2018-01-24 18:00 | 685 | 680
2018-01-24 18:30 | 705 | 701
2018-01-24 19:00 | 713 | 709
2018-01-24 19:30 | 780 | 779
2018-01-24 20:00 | 807 | 806
2018-01-24 20:30 | 801 | 799
2018-01-24 21:00 | 762 | 759
2018-01-24 21:30 | 707 | 697
2018-01-24 22:00 | 667 | 653
2018-01-24 22:30 | 713 | 704
2018-01-24 23:00 | 756 | 749
2018-01-24 23:30 | 726 | 717
2018-01-25 | 678 | 667
2018-01-25 00:30 | 601 | 587
2018-01-25 01:00 | 571 | 556
2018-01-25 01:30 | 550 | 535
2018-01-25 02:00 | 551 | 536
2018-01-25 02:30 | 550 | 533
2018-01-25 03:00 | 532 | 515
2018-01-25 03:30 | 514 | 496
2018-01-25 04:00 | 478 | 457
2018-01-25 04:30 | 491 | 471
2018-01-25 05:00 | 487 | 467
2018-01-25 05:30 | 522 | 514
2018-01-25 06:00 | 582 | 576
2018-01-25 06:30 | 625 | 621
2018-01-25 07:00 | 597 | 592
2018-01-25 07:30 | 550 | 541
2018-01-25 08:00 | 538 | 529
2018-01-25 08:30 | 588 | 581
2018-01-25 09:00 | 614 | 608
2018-01-25 09:30 | 600 | 593
2018-01-25 10:00 | 590 | 584
2018-01-25 10:30 | 597 | 591
2018-01-25 11:00 | 618 | 613
2018-01-25 11:30 | 625 | 620
2018-01-25 12:00 | 615 | 610
2018-01-25 12:30 | 650 | 645
2018-01-25 13:00 | 646 | 641
2018-01-25 13:30 | 637 | 633
2018-01-25 14:00 | 689 | 685
2018-01-25 14:30 | 664 | 660
2018-01-25 15:00 | 670 | 665
2018-01-25 15:30 | 691 | 687
2018-01-25 16:00 | 727 | 724
2018-01-25 16:30 | 896 | 895
2018-01-25 17:00 | 909 | 908
2018-01-25 17:30 | 841 | 840
2018-01-25 18:00 | 823 | 821
2018-01-25 18:30 | 832 | 830
2018-01-25 19:00 | 822 | 820
2018-01-25 19:30 | 835 | 833
2018-01-25 20:00 | 837 | 835
2018-01-25 20:30 | 794 | 791
2018-01-25 21:00 | 797 | 794
2018-01-25 21:30 | 704 | 698
2018-01-25 22:00 | 620 | 610
2018-01-25 22:30 | 677 | 669
2018-01-25 23:00 | 721 | 714
2018-01-25 23:30 | 663 | 653
2018-01-26 | 573 | 558
2018-01-26 00:30 | 526 | 509
2018-01-26 01:00 | 479 | 458
2018-01-26 01:30 | 463 | 442
2018-01-26 02:00 | 448 | 425
2018-01-26 02:30 | 435 | 410
2018-01-26 03:00 | 414 | 385
2018-01-26 03:30 | 400 | 370
2018-01-26 04:00 | 383 | 351
2018-01-26 04:30 | 372 | 338
2018-01-26 05:00 | 367 | 333
2018-01-26 05:30 | 368 | 334
2018-01-26 06:00 | 346 | 315
2018-01-26 06:30 | 332 | 310
2018-01-26 07:00 | 365 | 348
2018-01-26 07:30 | 354 | 337
2018-01-26 08:00 | 380 | 365
2018-01-26 08:30 | 439 | 429
2018-01-26 09:00 | 426 | 415
2018-01-26 09:30 | 423 | 412
2018-01-26 10:00 | 403 | 390
2018-01-26 10:30 | 384 | 372
2018-01-26 11:00 | 412 | 406
2018-01-26 11:30 | 479 | 475
2018-01-26 12:00 | 456 | 452
2018-01-26 12:30 | 448 | 444
2018-01-26 13:00 | 461 | 458
2018-01-26 13:30 | 432 | 428
2018-01-26 14:00 | 375 | 365
2018-01-26 14:30 | 382 | 370
2018-01-26 15:00 | 429 | 420
2018-01-26 15:30 | 473 | 466
2018-01-26 16:00 | 535 | 531
2018-01-26 16:30 | 579 | 575
2018-01-26 17:00 | 623 | 620
2018-01-26 17:30 | 668 | 665
2018-01-26 18:00 | 658 | 655
2018-01-26 18:30 | 627 | 623
2018-01-26 19:00 | 650 | 647
2018-01-26 19:30 | 690 | 688
2018-01-26 20:00 | 661 | 657
2018-01-26 20:30 | 662 | 659
2018-01-26 21:00 | 613 | 607
2018-01-26 21:30 | 551 | 545
2018-01-26 22:00 | 500 | 488
2018-01-26 22:30 | 504 | 491
2018-01-26 23:00 | 515 | 503
2018-01-26 23:30 | 450 | 428
2018-01-27 | 459 | 437
2018-01-27 00:30 | 474 | 453
2018-01-27 01:00 | 457 | 435
2018-01-27 01:30 | 447 | 424
2018-01-27 02:00 | 449 | 426
2018-01-27 02:30 | 425 | 399
2018-01-27 03:00 | 416 | 389
2018-01-27 03:30 | 409 | 380
2018-01-27 04:00 | 410 | 382
2018-01-27 04:30 | 423 | 396
2018-01-27 05:00 | 392 | 362
2018-01-27 05:30 | 379 | 346
2018-01-27 06:00 | 349 | 313
2018-01-27 06:30 | 346 | 309
2018-01-27 07:00 | 366 | 337
2018-01-27 07:30 | 362 | 346
2018-01-27 08:00 | 377 | 362
2018-01-27 08:30 | 432 | 421
2018-01-27 09:00 | 405 | 389
2018-01-27 09:30 | 301 | 270
2018-01-27 10:00 | 283 | 265
2018-01-27 10:30 | 298 | 291
2018-01-27 11:00 | 308 | 302
2018-01-27 11:30 | 309 | 304
2018-01-27 12:00 | 299 | 293
2018-01-27 12:30 | 316 | 310
2018-01-27 13:00 | 341 | 336
2018-01-27 13:30 | 335 | 329
2018-01-27 14:00 | 354 | 348
2018-01-27 14:30 | 390 | 384
2018-01-27 15:00 | 400 | 396
2018-01-27 15:30 | 424 | 423
2018-01-27 16:00 | 469 | 469
2018-01-27 16:30 | 474 | 472
2018-01-27 17:00 | 514 | 512
2018-01-27 17:30 | 581 | 579
2018-01-27 18:00 | 593 | 592
2018-01-27 18:30 | 619 | 617
2018-01-27 19:00 | 636 | 634
2018-01-27 19:30 | 663 | 662
2018-01-27 20:00 | 703 | 702
2018-01-27 20:30 | 713 | 712
2018-01-27 21:00 | 696 | 695
2018-01-27 21:30 | 727 | 724
2018-01-27 22:00 | 691 | 684
2018-01-27 22:30 | 658 | 650
2018-01-27 23:00 | 633 | 623
2018-01-27 23:30 | 615 | 603
2018-01-28 | 547 | 532
2018-01-28 00:30 | 476 | 456
2018-01-28 01:00 | 446 | 423
2018-01-28 01:30 | 435 | 410
2018-01-28 02:00 | 427 | 403
2018-01-28 02:30 | 456 | 435
2018-01-28 03:00 | 409 | 383
2018-01-28 03:30 | 396 | 368
2018-01-28 04:00 | 383 | 352
2018-01-28 04:30 | 371 | 339
2018-01-28 05:00 | 370 | 338
2018-01-28 05:30 | 360 | 326
2018-01-28 06:00 | 321 | 287
2018-01-28 06:30 | 290 | 256
2018-01-28 07:00 | 307 | 279
2018-01-28 07:30 | 272 | 239
2018-01-28 08:00 | 282 | 261
2018-01-28 08:30 | 283 | 263
2018-01-28 09:00 | 304 | 286
2018-01-28 09:30 | 347 | 327
2018-01-28 10:00 | 355 | 337
2018-01-28 10:30 | 373 | 356
2018-01-28 11:00 | 321 | 298
2018-01-28 11:30 | 268 | 240
2018-01-28 12:00 | 304 | 284
2018-01-28 12:30 | 286 | 259
2018-01-28 13:00 | 252 | 227
2018-01-28 13:30 | 254 | 232
2018-01-28 14:00 | 294 | 278
2018-01-28 14:30 | 357 | 343
2018-01-28 15:00 | 387 | 373
2018-01-28 15:30 | 460 | 450
2018-01-28 16:00 | 451 | 439
2018-01-28 16:30 | 442 | 429
2018-01-28 17:00 | 453 | 441
2018-01-28 17:30 | 481 | 471
2018-01-28 18:00 | 554 | 547
2018-01-28 18:30 | 506 | 496
2018-01-28 19:00 | 569 | 562
2018-01-28 19:30 | 622 | 617
2018-01-28 20:00 | 604 | 598
2018-01-28 20:30 | 585 | 578
2018-01-28 21:00 | 584 | 577
2018-01-28 21:30 | 537 | 529
2018-01-28 22:00 | 443 | 429
2018-01-28 22:30 | 498 | 487
2018-01-28 23:00 | 565 | 553
2018-01-28 23:30 | 522 | 502
2018-01-29 | 462 | 433
2018-01-29 00:30 | 392 | 354
2018-01-29 01:00 | 367 | 326
2018-01-29 01:30 | 340 | 293
2018-01-29 02:00 | 337 | 292
2018-01-29 02:30 | 344 | 300
2018-01-29 03:00 | 337 | 294
2018-01-29 03:30 | 344 | 300
2018-01-29 04:00 | 352 | 309
2018-01-29 04:30 | 340 | 296
2018-01-29 05:00 | 348 | 307
2018-01-29 05:30 | 371 | 336
2018-01-29 06:00 | 406 | 382
2018-01-29 06:30 | 483 | 472
2018-01-29 07:00 | 484 | 475
2018-01-29 07:30 | 409 | 399
2018-01-29 08:00 | 364 | 352
2018-01-29 08:30 | 384 | 371
2018-01-29 09:00 | 381 | 363
2018-01-29 09:30 | 403 | 388
2018-01-29 10:00 | 422 | 409
2018-01-29 10:30 | 422 | 411
2018-01-29 11:00 | 380 | 363
2018-01-29 11:30 | 361 | 344
2018-01-29 12:00 | 370 | 354
2018-01-29 12:30 | 374 | 357
2018-01-29 13:00 | 386 | 372
2018-01-29 13:30 | 424 | 412
2018-01-29 14:00 | 471 | 461
2018-01-29 14:30 | 496 | 487
2018-01-29 15:00 | 507 | 497
2018-01-29 15:30 | 493 | 482
2018-01-29 16:00 | 571 | 564
2018-01-29 16:30 | 588 | 582
2018-01-29 17:00 | 646 | 641
2018-01-29 17:30 | 685 | 681
2018-01-29 18:00 | 658 | 653
2018-01-29 18:30 | 642 | 636
2018-01-29 19:00 | 710 | 707
2018-01-29 19:30 | 722 | 718
2018-01-29 20:00 | 717 | 713
2018-01-29 20:30 | 720 | 717
2018-01-29 21:00 | 699 | 696
2018-01-29 21:30 | 640 | 635
2018-01-29 22:00 | 595 | 585
2018-01-29 22:30 | 664 | 655
2018-01-29 23:00 | 737 | 730
2018-01-29 23:30 | 647 | 638
2018-01-30 | 572 | 560
2018-01-30 00:30 | 499 | 483
2018-01-30 01:00 | 438 | 417
2018-01-30 01:30 | 417 | 394
2018-01-30 02:00 | 430 | 407
2018-01-30 02:30 | 401 | 374
2018-01-30 03:00 | 410 | 384
2018-01-30 03:30 | 404 | 378
2018-01-30 04:00 | 369 | 339
2018-01-30 04:30 | 369 | 340
2018-01-30 05:00 | 394 | 370
2018-01-30 05:30 | 434 | 414
2018-01-30 06:00 | 429 | 409
2018-01-30 06:30 | 457 | 445
2018-01-30 07:00 | 479 | 467
2018-01-30 07:30 | 430 | 417
2018-01-30 08:00 | 390 | 374
2018-01-30 08:30 | 400 | 385
2018-01-30 09:00 | 433 | 422
2018-01-30 09:30 | 468 | 459
2018-01-30 10:00 | 472 | 462
2018-01-30 10:30 | 535 | 528
2018-01-30 11:00 | 542 | 534
2018-01-30 11:30 | 521 | 513
2018-01-30 12:00 | 533 | 525
2018-01-30 12:30 | 536 | 529
2018-01-30 13:00 | 500 | 491
2018-01-30 13:30 | 522 | 513
2018-01-30 14:00 | 550 | 543
2018-01-30 14:30 | 542 | 534
2018-01-30 15:00 | 541 | 533
2018-01-30 15:30 | 508 | 498
2018-01-30 16:00 | 571 | 563
2018-01-30 16:30 | 606 | 600
2018-01-30 17:00 | 707 | 704
2018-01-30 17:30 | 767 | 765
2018-01-30 18:00 | 766 | 764
2018-01-30 18:30 | 773 | 771
2018-01-30 19:00 | 757 | 755
2018-01-30 19:30 | 742 | 740
2018-01-30 20:00 | 736 | 734
2018-01-30 20:30 | 720 | 717
2018-01-30 21:00 | 698 | 695
2018-01-30 21:30 | 641 | 635
2018-01-30 22:00 | 645 | 638
2018-01-30 22:30 | 694 | 688
2018-01-30 23:00 | 728 | 722
2018-01-30 23:30 | 650 | 641
2018-01-31 | 607 | 596
2018-01-31 00:30 | 582 | 567
2018-01-31 01:00 | 566 | 549
2018-01-31 01:30 | 508 | 487
2018-01-31 02:00 | 488 | 465
2018-01-31 02:30 | 417 | 386
2018-01-31 03:00 | 404 | 372
2018-01-31 03:30 | 408 | 375
2018-01-31 04:00 | 385 | 350
2018-01-31 04:30 | 399 | 366
2018-01-31 05:00 | 454 | 429
2018-01-31 05:30 | 457 | 432
2018-01-31 06:00 | 517 | 498
2018-01-31 06:30 | 522 | 509
2018-01-31 07:00 | 527 | 517
2018-01-31 07:30 | 501 | 492
2018-01-31 08:00 | 524 | 517
2018-01-31 08:30 | 496 | 489
2018-01-31 09:00 | 489 | 481
2018-01-31 09:30 | 520 | 512
2018-01-31 10:00 | 546 | 537
2018-01-31 10:30 | 596 | 589
2018-01-31 11:00 | 620 | 614
2018-01-31 11:30 | 687 | 682
2018-01-31 12:00 | 704 | 701
2018-01-31 12:30 | 788 | 785
2018-01-31 13:00 | 839 | 837
2018-01-31 13:30 | 859 | 857
2018-01-31 14:00 | 917 | 916
2018-01-31 14:30 | 949 | 948
2018-01-31 15:00 | 978 | 976
2018-01-31 15:30 | 970 | 968
2018-01-31 16:00 | 1034 | 1033
2018-01-31 16:30 | 1052 | 1052
2018-01-31 17:00 | 1048 | 1048
2018-01-31 17:30 | 1008 | 1007
2018-01-31 18:00 | 997 | 996
2018-01-31 18:30 | 988 | 987
2018-01-31 19:00 | 961 | 961
2018-01-31 19:30 | 967 | 966
2018-01-31 20:00 | 963 | 962
2018-01-31 20:30 | 933 | 931
2018-01-31 21:00 | 896 | 893
2018-01-31 21:30 | 849 | 845
2018-01-31 22:00 | 786 | 780
2018-01-31 22:30 | 823 | 819
2018-01-31 23:00 | 854 | 850
2018-01-31 23:30 | 771 | 765
2018-02-01 | 683 | 675
2018-02-01 00:30 | 647 | 637
2018-02-01 01:00 | 616 | 606
2018-02-01 01:30 | 589 | 578
2018-02-01 02:00 | 582 | 569
2018-02-01 02:30 | 575 | 562
2018-02-01 03:00 | 543 | 528
2018-02-01 03:30 | 522 | 507
2018-02-01 04:00 | 530 | 516
2018-02-01 04:30 | 528 | 513
2018-02-01 05:00 | 544 | 531
2018-02-01 05:30 | 531 | 522
2018-02-01 06:00 | 537 | 528
2018-02-01 06:30 | 559 | 552
2018-02-01 07:00 | 592 | 587
2018-02-01 07:30 | 563 | 560
2018-02-01 08:00 | 577 | 574
2018-02-01 08:30 | 622 | 620
2018-02-01 09:00 | 658 | 657
2018-02-01 09:30 | 683 | 682
2018-02-01 10:00 | 647 | 645
2018-02-01 10:30 | 599 | 596
2018-02-01 11:00 | 633 | 631
2018-02-01 11:30 | 641 | 639
2018-02-01 12:00 | 653 | 651
2018-02-01 12:30 | 665 | 663
2018-02-01 13:00 | 649 | 647
2018-02-01 13:30 | 616 | 613
2018-02-01 14:00 | 647 | 644
2018-02-01 14:30 | 673 | 672
2018-02-01 15:00 | 691 | 689
2018-02-01 15:30 | 682 | 680
2018-02-01 16:00 | 733 | 732
2018-02-01 16:30 | 728 | 727
2018-02-01 17:00 | 727 | 725
2018-02-01 17:30 | 665 | 662
2018-02-01 18:00 | 673 | 671
2018-02-01 18:30 | 681 | 678
2018-02-01 19:00 | 721 | 719
2018-02-01 19:30 | 671 | 669
2018-02-01 20:00 | 611 | 608
2018-02-01 20:30 | 600 | 597
2018-02-01 21:00 | 635 | 631
2018-02-01 21:30 | 647 | 644
2018-02-01 22:00 | 561 | 557
2018-02-01 22:30 | 572 | 568
2018-02-01 23:00 | 653 | 650
2018-02-01 23:30 | 577 | 572
2018-02-02 | 509 | 500
2018-02-02 00:30 | 427 | 404
2018-02-02 01:00 | 369 | 340
2018-02-02 01:30 | 392 | 365
2018-02-02 02:00 | 446 | 422
2018-02-02 02:30 | 435 | 403
2018-02-02 03:00 | 390 | 353
2018-02-02 03:30 | 390 | 353
2018-02-02 04:00 | 394 | 357
2018-02-02 04:30 | 384 | 346
2018-02-02 05:00 | 396 | 361
2018-02-02 05:30 | 425 | 396
2018-02-02 06:00 | 420 | 389
2018-02-02 06:30 | 439 | 424
2018-02-02 07:00 | 480 | 472
2018-02-02 07:30 | 482 | 475
2018-02-02 08:00 | 454 | 446
2018-02-02 08:30 | 447 | 438
2018-02-02 09:00 | 428 | 420
2018-02-02 09:30 | 455 | 449
2018-02-02 10:00 | 484 | 479
2018-02-02 10:30 | 484 | 479
2018-02-02 11:00 | 488 | 482
2018-02-02 11:30 | 487 | 481
2018-02-02 12:00 | 497 | 491
2018-02-02 12:30 | 521 | 516
2018-02-02 13:00 | 484 | 477
2018-02-02 13:30 | 466 | 459
2018-02-02 14:00 | 459 | 451
2018-02-02 14:30 | 522 | 516
2018-02-02 15:00 | 537 | 531
2018-02-02 15:30 | 554 | 548
2018-02-02 16:00 | 530 | 524
2018-02-02 16:30 | 566 | 561
2018-02-02 17:00 | 569 | 564
2018-02-02 17:30 | 579 | 573
2018-02-02 18:00 | 593 | 589
2018-02-02 18:30 | 596 | 591
2018-02-02 19:00 | 639 | 635
2018-02-02 19:30 | 590 | 586
2018-02-02 20:00 | 590 | 585
2018-02-02 20:30 | 597 | 592
2018-02-02 21:00 | 591 | 586
2018-02-02 21:30 | 478 | 461
2018-02-02 22:00 | 460 | 439
2018-02-02 22:30 | 500 | 482
2018-02-02 23:00 | 546 | 531
2018-02-02 23:30 | 517 | 500
2018-02-03 | 439 | 414
2018-02-03 00:30 | 414 | 386
2018-02-03 01:00 | 371 | 338
2018-02-03 01:30 | 377 | 334
2018-02-03 02:00 | 388 | 336
2018-02-03 02:30 | 378 | 323
2018-02-03 03:00 | 368 | 311
2018-02-03 03:30 | 370 | 313
2018-02-03 04:00 | 352 | 292
2018-02-03 04:30 | 322 | 254
2018-02-03 05:00 | 301 | 242
2018-02-03 05:30 | 314 | 260
2018-02-03 06:00 | 329 | 281
2018-02-03 06:30 | 364 | 323
2018-02-03 07:00 | 396 | 361
2018-02-03 07:30 | 400 | 373
2018-02-03 08:00 | 398 | 377
2018-02-03 08:30 | 448 | 431
2018-02-03 09:00 | 456 | 439
2018-02-03 09:30 | 455 | 439
2018-02-03 10:00 | 458 | 442
2018-02-03 10:30 | 464 | 448
2018-02-03 11:00 | 449 | 432
2018-02-03 11:30 | 478 | 462
2018-02-03 12:00 | 523 | 509
2018-02-03 12:30 | 520 | 506
2018-02-03 13:00 | 522 | 508
2018-02-03 13:30 | 517 | 502
2018-02-03 14:00 | 514 | 499
2018-02-03 14:30 | 544 | 531
2018-02-03 15:00 | 528 | 513
2018-02-03 15:30 | 505 | 489
2018-02-03 16:00 | 506 | 490
2018-02-03 16:30 | 529 | 515
2018-02-03 17:00 | 565 | 552
2018-02-03 17:30 | 538 | 524
2018-02-03 18:00 | 539 | 526
2018-02-03 18:30 | 544 | 531
2018-02-03 19:00 | 574 | 563
2018-02-03 19:30 | 569 | 558
2018-02-03 20:00 | 558 | 546
2018-02-03 20:30 | 561 | 549
2018-02-03 21:00 | 542 | 528
2018-02-03 21:30 | 480 | 463
2018-02-03 22:00 | 418 | 395
2018-02-03 22:30 | 431 | 410
2018-02-03 23:00 | 510 | 494
2018-02-03 23:30 | 482 | 463
2018-02-04 | 459 | 432
2018-02-04 00:30 | 375 | 334
2018-02-04 01:00 | 332 | 282
2018-02-04 01:30 | 326 | 269
2018-02-04 02:00 | 324 | 258
2018-02-04 02:30 | 309 | 235
2018-02-04 03:00 | 303 | 226
2018-02-04 03:30 | 293 | 211
2018-02-04 04:00 | 297 | 217
2018-02-04 04:30 | 286 | 202
2018-02-04 05:00 | 249 | 189
2018-02-04 05:30 | 250 | 193
2018-02-04 06:00 | 252 | 195
2018-02-04 06:30 | 276 | 229
2018-02-04 07:00 | 279 | 233
2018-02-04 07:30 | 250 | 196
2018-02-04 08:00 | 262 | 214
2018-02-04 08:30 | 279 | 239
2018-02-04 09:00 | 285 | 247
2018-02-04 09:30 | 301 | 268
2018-02-04 10:00 | 306 | 274
2018-02-04 10:30 | 279 | 241
2018-02-04 11:00 | 296 | 262
2018-02-04 11:30 | 285 | 251
2018-02-04 12:00 | 284 | 256
2018-02-04 12:30 | 268 | 236
2018-02-04 13:00 | 257 | 223
2018-02-04 13:30 | 254 | 219
2018-02-04 14:00 | 292 | 267
2018-02-04 14:30 | 289 | 264
2018-02-04 15:00 | 245 | 211
2018-02-04 15:30 | 264 | 235
2018-02-04 16:00 | 288 | 264
2018-02-04 16:30 | 279 | 253
2018-02-04 17:00 | 293 | 270
2018-02-04 17:30 | 322 | 302
2018-02-04 18:00 | 370 | 355
2018-02-04 18:30 | 417 | 405
2018-02-04 19:00 | 479 | 471
2018-02-04 19:30 | 510 | 501
2018-02-04 20:00 | 476 | 465
2018-02-04 20:30 | 456 | 444
2018-02-04 21:00 | 419 | 405
2018-02-04 21:30 | 400 | 377
2018-02-04 22:00 | 391 | 365
2018-02-04 22:30 | 429 | 407
2018-02-04 23:00 | 489 | 472
2018-02-04 23:30 | 472 | 453
2018-02-05 | 429 | 397
2018-02-05 00:30 | 363 | 310
2018-02-05 01:00 | 309 | 255
2018-02-05 01:30 | 282 | 216
2018-02-05 02:00 | 285 | 220
2018-02-05 02:30 | 296 | 242
2018-02-05 03:00 | 291 | 235
2018-02-05 03:30 | 292 | 236
2018-02-05 04:00 | 279 | 218
2018-02-05 04:30 | 265 | 197
2018-02-05 05:00 | 258 | 190
2018-02-05 05:30 | 257 | 189
2018-02-05 06:00 | 258 | 211
2018-02-05 06:30 | 328 | 304
2018-02-05 07:00 | 371 | 354
2018-02-05 07:30 | 324 | 310
2018-02-05 08:00 | 321 | 308
2018-02-05 08:30 | 296 | 280
2018-02-05 09:00 | 254 | 235
2018-02-05 09:30 | 240 | 219
2018-02-05 10:00 | 234 | 212
2018-02-05 10:30 | 211 | 185
2018-02-05 11:00 | 214 | 190
2018-02-05 11:30 | 219 | 195
2018-02-05 12:00 | 246 | 227
2018-02-05 12:30 | 241 | 219
2018-02-05 13:00 | 248 | 227
2018-02-05 13:30 | 266 | 247
2018-02-05 14:00 | 289 | 274
2018-02-05 14:30 | 297 | 284
2018-02-05 15:00 | 320 | 307
2018-02-05 15:30 | 319 | 305
2018-02-05 16:00 | 356 | 346
2018-02-05 16:30 | 413 | 406
2018-02-05 17:00 | 452 | 446
2018-02-05 17:30 | 496 | 487
2018-02-05 18:00 | 499 | 490
2018-02-05 18:30 | 501 | 492
2018-02-05 19:00 | 528 | 519
2018-02-05 19:30 | 526 | 517
2018-02-05 20:00 | 543 | 535
2018-02-05 20:30 | 544 | 536
2018-02-05 21:00 | 504 | 495
2018-02-05 21:30 | 486 | 473
2018-02-05 22:00 | 461 | 443
2018-02-05 22:30 | 473 | 456
2018-02-05 23:00 | 549 | 535
2018-02-05 23:30 | 482 | 463
2018-02-06 | 407 | 381
2018-02-06 00:30 | 320 | 280
2018-02-06 01:00 | 280 | 231
2018-02-06 01:30 | 271 | 221
2018-02-06 02:00 | 266 | 221
2018-02-06 02:30 | 226 | 184
2018-02-06 03:00 | 240 | 205
2018-02-06 03:30 | 286 | 254
2018-02-06 04:00 | 245 | 198
2018-02-06 04:30 | 248 | 204
2018-02-06 05:00 | 277 | 242
2018-02-06 05:30 | 338 | 311
2018-02-06 06:00 | 419 | 400
2018-02-06 06:30 | 472 | 458
2018-02-06 07:00 | 490 | 484
2018-02-06 07:30 | 484 | 478
2018-02-06 08:00 | 441 | 434
2018-02-06 08:30 | 434 | 427
2018-02-06 09:00 | 419 | 412
2018-02-06 09:30 | 432 | 424
2018-02-06 10:00 | 394 | 385
2018-02-06 10:30 | 394 | 384
2018-02-06 11:00 | 362 | 351
2018-02-06 11:30 | 352 | 342
2018-02-06 12:00 | 364 | 354
2018-02-06 12:30 | 385 | 377
2018-02-06 13:00 | 355 | 345
2018-02-06 13:30 | 365 | 355
2018-02-06 14:00 | 376 | 367
2018-02-06 14:30 | 387 | 379
2018-02-06 15:00 | 337 | 326
2018-02-06 15:30 | 321 | 308
2018-02-06 16:00 | 369 | 361
2018-02-06 16:30 | 404 | 396
2018-02-06 17:00 | 467 | 461
2018-02-06 17:30 | 501 | 497
2018-02-06 18:00 | 545 | 541
2018-02-06 18:30 | 606 | 603
2018-02-06 19:00 | 665 | 663
2018-02-06 19:30 | 640 | 637
2018-02-06 20:00 | 626 | 623
2018-02-06 20:30 | 617 | 614
2018-02-06 21:00 | 563 | 559
2018-02-06 21:30 | 540 | 531
2018-02-06 22:00 | 481 | 466
2018-02-06 22:30 | 496 | 481
2018-02-06 23:00 | 532 | 519
2018-02-06 23:30 | 469 | 451
2018-02-07 | 381 | 354
2018-02-07 00:30 | 319 | 283
2018-02-07 01:00 | 275 | 234
2018-02-07 01:30 | 275 | 236
2018-02-07 02:00 | 302 | 257
2018-02-07 02:30 | 321 | 275
2018-02-07 03:00 | 307 | 259
2018-02-07 03:30 | 307 | 258
2018-02-07 04:00 | 309 | 260
2018-02-07 04:30 | 295 | 243
2018-02-07 05:00 | 282 | 235
2018-02-07 05:30 | 302 | 278
2018-02-07 06:00 | 340 | 322
2018-02-07 06:30 | 416 | 404
2018-02-07 07:00 | 468 | 460
2018-02-07 07:30 | 467 | 458
2018-02-07 08:00 | 431 | 419
2018-02-07 08:30 | 368 | 353
2018-02-07 09:00 | 339 | 321
2018-02-07 09:30 | 357 | 340
2018-02-07 10:00 | 319 | 299
2018-02-07 10:30 | 288 | 266
2018-02-07 11:00 | 296 | 276
2018-02-07 11:30 | 287 | 265
2018-02-07 12:00 | 305 | 284
2018-02-07 12:30 | 305 | 284
2018-02-07 13:00 | 235 | 200
2018-02-07 13:30 | 218 | 162
2018-02-07 14:00 | 259 | 221
2018-02-07 14:30 | 264 | 226
2018-02-07 15:00 | 233 | 189
2018-02-07 15:30 | 263 | 227
2018-02-07 16:00 | 317 | 291
2018-02-07 16:30 | 320 | 291
2018-02-07 17:00 | 378 | 355
2018-02-07 17:30 | 432 | 413
2018-02-07 18:00 | 442 | 423
2018-02-07 18:30 | 470 | 454
2018-02-07 19:00 | 555 | 543
2018-02-07 19:30 | 589 | 580
2018-02-07 20:00 | 614 | 605
2018-02-07 20:30 | 645 | 637
2018-02-07 21:00 | 603 | 597
2018-02-07 21:30 | 593 | 583
2018-02-07 22:00 | 538 | 525
2018-02-07 22:30 | 538 | 525
2018-02-07 23:00 | 602 | 589
2018-02-07 23:30 | 546 | 527
2018-02-08 | 459 | 430
2018-02-08 00:30 | 364 | 323
2018-02-08 01:00 | 314 | 264
2018-02-08 01:30 | 292 | 235
2018-02-08 02:00 | 279 | 218
2018-02-08 02:30 | 275 | 214
2018-02-08 03:00 | 285 | 228
2018-02-08 03:30 | 285 | 229
2018-02-08 04:00 | 283 | 225
2018-02-08 04:30 | 294 | 240
2018-02-08 05:00 | 355 | 318
2018-02-08 05:30 | 402 | 372
2018-02-08 06:00 | 428 | 401
2018-02-08 06:30 | 507 | 488
2018-02-08 07:00 | 557 | 542
2018-02-08 07:30 | 562 | 550
2018-02-08 08:00 | 524 | 512
2018-02-08 08:30 | 494 | 480
2018-02-08 09:00 | 451 | 435
2018-02-08 09:30 | 427 | 409
2018-02-08 10:00 | 405 | 389
2018-02-08 10:30 | 399 | 384
2018-02-08 11:00 | 367 | 343
2018-02-08 11:30 | 324 | 294
2018-02-08 12:00 | 339 | 312
2018-02-08 12:30 | 310 | 278
2018-02-08 13:00 | 286 | 253
2018-02-08 13:30 | 263 | 227
2018-02-08 14:00 | 287 | 255
2018-02-08 14:30 | 367 | 346
2018-02-08 15:00 | 351 | 330
2018-02-08 15:30 | 312 | 282
2018-02-08 16:00 | 315 | 285
2018-02-08 16:30 | 405 | 387
2018-02-08 17:00 | 421 | 402
2018-02-08 17:30 | 463 | 446
2018-02-08 18:00 | 465 | 449
2018-02-08 18:30 | 487 | 471
2018-02-08 19:00 | 577 | 571
2018-02-08 19:30 | 627 | 622
2018-02-08 20:00 | 588 | 582
2018-02-08 20:30 | 502 | 493
2018-02-08 21:00 | 481 | 470
2018-02-08 21:30 | 487 | 474
2018-02-08 22:00 | 541 | 528
2018-02-08 22:30 | 549 | 533
2018-02-08 23:00 | 595 | 571
2018-02-08 23:30 | 547 | 521
2018-02-09 | 493 | 455
2018-02-09 00:30 | 394 | 349
2018-02-09 01:00 | 340 | 288
2018-02-09 01:30 | 331 | 283
2018-02-09 02:00 | 308 | 255
2018-02-09 02:30 | 315 | 265
2018-02-09 03:00 | 276 | 212
2018-02-09 03:30 | 278 | 219
2018-02-09 04:00 | 283 | 226
2018-02-09 04:30 | 312 | 265
2018-02-09 05:00 | 366 | 329
2018-02-09 05:30 | 380 | 346
2018-02-09 06:00 | 390 | 356
2018-02-09 06:30 | 362 | 339
2018-02-09 07:00 | 353 | 333
2018-02-09 07:30 | 339 | 320
2018-02-09 08:00 | 281 | 253
2018-02-09 08:30 | 253 | 212
2018-02-09 09:00 | 249 | 201
2018-02-09 09:30 | 255 | 211
2018-02-09 10:00 | 258 | 214
2018-02-09 10:30 | 250 | 200
2018-02-09 11:00 | 270 | 229
2018-02-09 11:30 | 298 | 265
2018-02-09 12:00 | 300 | 268
2018-02-09 12:30 | 284 | 248
2018-02-09 13:00 | 286 | 253
2018-02-09 13:30 | 271 | 234
2018-02-09 14:00 | 303 | 270
2018-02-09 14:30 | 381 | 360
2018-02-09 15:00 | 415 | 398
2018-02-09 15:30 | 481 | 468
2018-02-09 16:00 | 554 | 544
2018-02-09 16:30 | 637 | 630
2018-02-09 17:00 | 651 | 645
2018-02-09 17:30 | 684 | 678
2018-02-09 18:00 | 731 | 726
2018-02-09 18:30 | 685 | 677
2018-02-09 19:00 | 704 | 698
2018-02-09 19:30 | 654 | 646
2018-02-09 20:00 | 634 | 626
2018-02-09 20:30 | 637 | 629
2018-02-09 21:00 | 620 | 613
2018-02-09 21:30 | 569 | 559
2018-02-09 22:00 | 516 | 504
2018-02-09 22:30 | 533 | 521
2018-02-09 23:00 | 601 | 591
2018-02-09 23:30 | 549 | 536
2018-02-10 | 475 | 457
2018-02-10 00:30 | 356 | 322
2018-02-10 01:00 | 328 | 283
2018-02-10 01:30 | 317 | 280
2018-02-10 02:00 | 289 | 246
2018-02-10 02:30 | 279 | 231
2018-02-10 03:00 | 240 | 193
2018-02-10 03:30 | 229 | 182
2018-02-10 04:00 | 236 | 192
2018-02-10 04:30 | 247 | 209
2018-02-10 05:00 | 253 | 216
2018-02-10 05:30 | 266 | 234
2018-02-10 06:00 | 223 | 187
2018-02-10 06:30 | 227 | 198
2018-02-10 07:00 | 244 | 221
2018-02-10 07:30 | 206 | 178
2018-02-10 08:00 | 201 | 183
2018-02-10 08:30 | 217 | 202
2018-02-10 09:00 | 231 | 218
2018-02-10 09:30 | 247 | 237
2018-02-10 10:00 | 228 | 219
2018-02-10 10:30 | 247 | 240
2018-02-10 11:00 | 264 | 255
2018-02-10 11:30 | 271 | 263
2018-02-10 12:00 | 316 | 310
2018-02-10 12:30 | 329 | 325
2018-02-10 13:00 | 319 | 315
2018-02-10 13:30 | 419 | 417
2018-02-10 14:00 | 455 | 454
2018-02-10 14:30 | 460 | 458
2018-02-10 15:00 | 478 | 475
2018-02-10 15:30 | 543 | 541
2018-02-10 16:00 | 602 | 601
2018-02-10 16:30 | 631 | 630
2018-02-10 17:00 | 624 | 623
2018-02-10 17:30 | 602 | 600
2018-02-10 18:00 | 646 | 645
2018-02-10 18:30 | 649 | 647
2018-02-10 19:00 | 684 | 683
2018-02-10 19:30 | 684 | 683
2018-02-10 20:00 | 665 | 663
2018-02-10 20:30 | 614 | 612
2018-02-10 21:00 | 527 | 523
2018-02-10 21:30 | 485 | 472
2018-02-10 22:00 | 460 | 444
2018-02-10 22:30 | 529 | 517
2018-02-10 23:00 | 567 | 555
2018-02-10 23:30 | 483 | 465
2018-02-11 | 422 | 399
2018-02-11 00:30 | 336 | 301
2018-02-11 01:00 | 278 | 230
2018-02-11 01:30 | 266 | 215
2018-02-11 02:00 | 260 | 211
2018-02-11 02:30 | 256 | 222
2018-02-11 03:00 | 257 | 222
2018-02-11 03:30 | 240 | 198
2018-02-11 04:00 | 254 | 207
2018-02-11 04:30 | 248 | 180
2018-02-11 05:00 | 261 | 199
2018-02-11 05:30 | 239 | 162
2018-02-11 06:00 | 227 | 142
2018-02-11 06:30 | 222 | 156
2018-02-11 07:00 | 214 | 166
2018-02-11 07:30 | 187 | 134
2018-02-11 08:00 | 192 | 173
2018-02-11 08:30 | 202 | 187
2018-02-11 09:00 | 220 | 207
2018-02-11 09:30 | 261 | 253
2018-02-11 10:00 | 318 | 314
2018-02-11 10:30 | 362 | 360
2018-02-11 11:00 | 393 | 391
2018-02-11 11:30 | 438 | 437
2018-02-11 12:00 | 521 | 521
2018-02-11 12:30 | 517 | 516
2018-02-11 13:00 | 549 | 549
2018-02-11 13:30 | 635 | 635
2018-02-11 14:00 | 712 | 712
2018-02-11 14:30 | 820 | 820
2018-02-11 15:00 | 818 | 818
2018-02-11 15:30 | 825 | 825
2018-02-11 16:00 | 857 | 857
2018-02-11 16:30 | 875 | 875
2018-02-11 17:00 | 857 | 857
2018-02-11 17:30 | 870 | 870
2018-02-11 18:00 | 905 | 905
2018-02-11 18:30 | 835 | 835
2018-02-11 19:00 | 795 | 794
2018-02-11 19:30 | 712 | 712
2018-02-11 20:00 | 685 | 685
2018-02-11 20:30 | 647 | 645
2018-02-11 21:00 | 578 | 571
2018-02-11 21:30 | 489 | 471
2018-02-11 22:00 | 421 | 402
2018-02-11 22:30 | 422 | 403
2018-02-11 23:00 | 425 | 407
2018-02-11 23:30 | 390 | 369
2018-02-12 | 380 | 354
2018-02-12 00:30 | 331 | 308
2018-02-12 01:00 | 272 | 240
2018-02-12 01:30 | 260 | 225
2018-02-12 02:00 | 258 | 224
2018-02-12 02:30 | 252 | 216
2018-02-12 03:00 | 248 | 211
2018-02-12 03:30 | 223 | 177
2018-02-12 04:00 | 215 | 167
2018-02-12 04:30 | 217 | 170
2018-02-12 05:00 | 251 | 217
2018-02-12 05:30 | 315 | 294
2018-02-12 06:00 | 370 | 355
2018-02-12 06:30 | 448 | 438
2018-02-12 07:00 | 491 | 483
2018-02-12 07:30 | 487 | 478
2018-02-12 08:00 | 480 | 468
2018-02-12 08:30 | 487 | 477
2018-02-12 09:00 | 502 | 492
2018-02-12 09:30 | 529 | 522
2018-02-12 10:00 | 553 | 548
2018-02-12 10:30 | 579 | 574
2018-02-12 11:00 | 632 | 629
2018-02-12 11:30 | 688 | 685
2018-02-12 12:00 | 675 | 672
2018-02-12 12:30 | 693 | 691
2018-02-12 13:00 | 738 | 737
2018-02-12 13:30 | 769 | 767
2018-02-12 14:00 | 838 | 836
2018-02-12 14:30 | 824 | 824
2018-02-12 15:00 | 808 | 807
2018-02-12 15:30 | 849 | 849
2018-02-12 16:00 | 967 | 967
2018-02-12 16:30 | 1040 | 1040
2018-02-12 17:00 | 999 | 999
2018-02-12 17:30 | 1015 | 1015
2018-02-12 18:00 | 1017 | 1017
2018-02-12 18:30 | 1014 | 1014
2018-02-12 19:00 | 990 | 990
2018-02-12 19:30 | 1054 | 1054
2018-02-12 20:00 | 1072 | 1072
2018-02-12 20:30 | 1070 | 1070
2018-02-12 21:00 | 1023 | 1023
2018-02-12 21:30 | 919 | 919
2018-02-12 22:00 | 829 | 828
2018-02-12 22:30 | 863 | 862
2018-02-12 23:00 | 861 | 858
2018-02-12 23:30 | 802 | 798
2018-02-13 | 730 | 724
2018-02-13 00:30 | 660 | 652
2018-02-13 01:00 | 635 | 626
2018-02-13 01:30 | 612 | 603
2018-02-13 02:00 | 618 | 610
2018-02-13 02:30 | 605 | 596
2018-02-13 03:00 | 585 | 575
2018-02-13 03:30 | 576 | 565
2018-02-13 04:00 | 576 | 566
2018-02-13 04:30 | 584 | 575
2018-02-13 05:00 | 618 | 610
2018-02-13 05:30 | 683 | 679
2018-02-13 06:00 | 705 | 703
2018-02-13 06:30 | 744 | 742
2018-02-13 07:00 | 789 | 787
2018-02-13 07:30 | 826 | 824
2018-02-13 08:00 | 827 | 826
2018-02-13 08:30 | 848 | 847
2018-02-13 09:00 | 861 | 860
2018-02-13 09:30 | 810 | 809
2018-02-13 10:00 | 773 | 771
2018-02-13 10:30 | 770 | 769
2018-02-13 11:00 | 793 | 792
2018-02-13 11:30 | 811 | 811
2018-02-13 12:00 | 828 | 827
2018-02-13 12:30 | 865 | 865
2018-02-13 13:00 | 891 | 891
2018-02-13 13:30 | 876 | 876
2018-02-13 14:00 | 928 | 928
2018-02-13 14:30 | 964 | 964
2018-02-13 15:00 | 966 | 966
2018-02-13 15:30 | 1007 | 1007
2018-02-13 16:00 | 1072 | 1072
2018-02-13 16:30 | 1099 | 1099
2018-02-13 17:00 | 1064 | 1063
2018-02-13 17:30 | 1059 | 1059
2018-02-13 18:00 | 1036 | 1036
2018-02-13 18:30 | 1026 | 1026
2018-02-13 19:00 | 1042 | 1042
2018-02-13 19:30 | 981 | 981
2018-02-13 20:00 | 916 | 915
2018-02-13 20:30 | 900 | 900
2018-02-13 21:00 | 856 | 855
2018-02-13 21:30 | 768 | 765
2018-02-13 22:00 | 699 | 693
2018-02-13 22:30 | 725 | 720
2018-02-13 23:00 | 746 | 741
2018-02-13 23:30 | 657 | 649
2018-02-14 | 581 | 571
2018-02-14 00:30 | 534 | 522
2018-02-14 01:00 | 481 | 466
2018-02-14 01:30 | 477 | 463
2018-02-14 02:00 | 485 | 470
2018-02-14 02:30 | 477 | 462
2018-02-14 03:00 | 470 | 454
2018-02-14 03:30 | 509 | 495
2018-02-14 04:00 | 548 | 537
2018-02-14 04:30 | 479 | 464
2018-02-14 05:00 | 470 | 454
2018-02-14 05:30 | 478 | 464
2018-02-14 06:00 | 473 | 458
2018-02-14 06:30 | 541 | 530
2018-02-14 07:00 | 613 | 606
2018-02-14 07:30 | 597 | 593
2018-02-14 08:00 | 589 | 581
2018-02-14 08:30 | 620 | 614
2018-02-14 09:00 | 656 | 653
2018-02-14 09:30 | 702 | 698
2018-02-14 10:00 | 715 | 712
2018-02-14 10:30 | 736 | 734
2018-02-14 11:00 | 760 | 758
2018-02-14 11:30 | 760 | 758
2018-02-14 12:00 | 802 | 800
2018-02-14 12:30 | 827 | 826
2018-02-14 13:00 | 941 | 940
2018-02-14 13:30 | 987 | 986
2018-02-14 14:00 | 977 | 976
2018-02-14 14:30 | 1004 | 1004
2018-02-14 15:00 | 1007 | 1007
2018-02-14 15:30 | 998 | 998
2018-02-14 16:00 | 1045 | 1045
2018-02-14 16:30 | 1017 | 1017
2018-02-14 17:00 | 983 | 983
2018-02-14 17:30 | 995 | 995
2018-02-14 18:00 | 984 | 984
2018-02-14 18:30 | 949 | 949
2018-02-14 19:00 | 990 | 989
2018-02-14 19:30 | 963 | 963
2018-02-14 20:00 | 959 | 959
2018-02-14 20:30 | 973 | 973
2018-02-14 21:00 | 1087 | 1087
2018-02-14 21:30 | 1030 | 1029
2018-02-14 22:00 | 993 | 992
2018-02-14 22:30 | 934 | 931
2018-02-14 23:00 | 909 | 905
2018-02-14 23:30 | 841 | 838
2018-02-15 | 748 | 743
2018-02-15 00:30 | 641 | 633
2018-02-15 01:00 | 596 | 587
2018-02-15 01:30 | 568 | 559
2018-02-15 02:00 | 610 | 602
2018-02-15 02:30 | 578 | 569
2018-02-15 03:00 | 546 | 535
2018-02-15 03:30 | 539 | 527
2018-02-15 04:00 | 513 | 500
2018-02-15 04:30 | 519 | 505
2018-02-15 05:00 | 549 | 538
2018-02-15 05:30 | 503 | 490
2018-02-15 06:00 | 525 | 514
2018-02-15 06:30 | 601 | 596
2018-02-15 07:00 | 676 | 673
2018-02-15 07:30 | 699 | 695
2018-02-15 08:00 | 728 | 724
2018-02-15 08:30 | 773 | 769
2018-02-15 09:00 | 833 | 831
2018-02-15 09:30 | 887 | 886
2018-02-15 10:00 | 902 | 901
2018-02-15 10:30 | 921 | 921
2018-02-15 11:00 | 989 | 989
2018-02-15 11:30 | 1039 | 1039
2018-02-15 12:00 | 1049 | 1049
2018-02-15 12:30 | 1020 | 1020
2018-02-15 13:00 | 1012 | 1012
2018-02-15 13:30 | 990 | 990
2018-02-15 14:00 | 991 | 991
2018-02-15 14:30 | 1014 | 1014
2018-02-15 15:00 | 1057 | 1056
2018-02-15 15:30 | 1059 | 1059
2018-02-15 16:00 | 1042 | 1042
2018-02-15 16:30 | 1010 | 1010
2018-02-15 17:00 | 1021 | 1021
2018-02-15 17:30 | 1035 | 1035
2018-02-15 18:00 | 1021 | 1021
2018-02-15 18:30 | 969 | 969
2018-02-15 19:00 | 982 | 982
2018-02-15 19:30 | 981 | 981
2018-02-15 20:00 | 1006 | 1006
2018-02-15 20:30 | 1097 | 1097
2018-02-15 21:00 | 1093 | 1093
2018-02-15 21:30 | 989 | 987
2018-02-15 22:00 | 948 | 945
2018-02-15 22:30 | 838 | 835
2018-02-15 23:00 | 872 | 870
2018-02-15 23:30 | 825 | 822
2018-02-16 | 768 | 763
2018-02-16 00:30 | 682 | 675
2018-02-16 01:00 | 625 | 617
2018-02-16 01:30 | 608 | 599
2018-02-16 02:00 | 612 | 603
2018-02-16 02:30 | 597 | 587
2018-02-16 03:00 | 524 | 510
2018-02-16 03:30 | 515 | 501
2018-02-16 04:00 | 505 | 490
2018-02-16 04:30 | 528 | 515
2018-02-16 05:00 | 582 | 572
2018-02-16 05:30 | 682 | 675
2018-02-16 06:00 | 676 | 669
2018-02-16 06:30 | 627 | 624
2018-02-16 07:00 | 696 | 695
2018-02-16 07:30 | 738 | 736
2018-02-16 08:00 | 810 | 808
2018-02-16 08:30 | 847 | 846
2018-02-16 09:00 | 872 | 871
2018-02-16 09:30 | 851 | 849
2018-02-16 10:00 | 847 | 845
2018-02-16 10:30 | 860 | 859
2018-02-16 11:00 | 890 | 889
2018-02-16 11:30 | 933 | 932
2018-02-16 12:00 | 974 | 974
2018-02-16 12:30 | 1001 | 1001
2018-02-16 13:00 | 1034 | 1034
2018-02-16 13:30 | 1045 | 1045
2018-02-16 14:00 | 1053 | 1053
2018-02-16 14:30 | 1068 | 1068
2018-02-16 15:00 | 1101 | 1101
2018-02-16 15:30 | 1090 | 1090
2018-02-16 16:00 | 1059 | 1059
2018-02-16 16:30 | 1085 | 1085
2018-02-16 17:00 | 1070 | 1070
2018-02-16 17:30 | 977 | 977
2018-02-16 18:00 | 966 | 965
2018-02-16 18:30 | 951 | 950
2018-02-16 19:00 | 949 | 948
2018-02-16 19:30 | 925 | 925
2018-02-16 20:00 | 897 | 897
2018-02-16 20:30 | 876 | 875
2018-02-16 21:00 | 816 | 815
2018-02-16 21:30 | 697 | 692
2018-02-16 22:00 | 636 | 627
2018-02-16 22:30 | 720 | 713
2018-02-16 23:00 | 815 | 809
2018-02-16 23:30 | 736 | 729
2018-02-17 | 666 | 657
2018-02-17 00:30 | 597 | 586
2018-02-17 01:00 | 568 | 555
2018-02-17 01:30 | 539 | 525
2018-02-17 02:00 | 496 | 480
2018-02-17 02:30 | 457 | 436
2018-02-17 03:00 | 458 | 438
2018-02-17 03:30 | 472 | 452
2018-02-17 04:00 | 473 | 453
2018-02-17 04:30 | 471 | 451
2018-02-17 05:00 | 461 | 441
2018-02-17 05:30 | 455 | 435
2018-02-17 06:00 | 403 | 383
2018-02-17 06:30 | 446 | 430
2018-02-17 07:00 | 489 | 477
2018-02-17 07:30 | 496 | 483
2018-02-17 08:00 | 539 | 529
2018-02-17 08:30 | 573 | 565
2018-02-17 09:00 | 593 | 586
2018-02-17 09:30 | 600 | 593
2018-02-17 10:00 | 592 | 585
2018-02-17 10:30 | 597 | 593
2018-02-17 11:00 | 614 | 611
2018-02-17 11:30 | 611 | 607
2018-02-17 12:00 | 619 | 615
2018-02-17 12:30 | 616 | 612
2018-02-17 13:00 | 630 | 627
2018-02-17 13:30 | 645 | 642
2018-02-17 14:00 | 667 | 664
2018-02-17 14:30 | 686 | 683
2018-02-17 15:00 | 716 | 714
2018-02-17 15:30 | 721 | 720
2018-02-17 16:00 | 740 | 738
2018-02-17 16:30 | 773 | 772
2018-02-17 17:00 | 781 | 780
2018-02-17 17:30 | 821 | 820
2018-02-17 18:00 | 834 | 833
2018-02-17 18:30 | 837 | 836
2018-02-17 19:00 | 874 | 873
2018-02-17 19:30 | 870 | 869
2018-02-17 20:00 | 844 | 843
2018-02-17 20:30 | 834 | 833
2018-02-17 21:00 | 757 | 755
2018-02-17 21:30 | 700 | 693
2018-02-17 22:00 | 659 | 650
2018-02-17 22:30 | 706 | 698
2018-02-17 23:00 | 726 | 718
2018-02-17 23:30 | 680 | 667
2018-02-18 | 615 | 599
2018-02-18 00:30 | 552 | 524
2018-02-18 01:00 | 513 | 480
2018-02-18 01:30 | 475 | 438
2018-02-18 02:00 | 467 | 429
2018-02-18 02:30 | 440 | 398
2018-02-18 03:00 | 422 | 376
2018-02-18 03:30 | 421 | 375
2018-02-18 04:00 | 411 | 363
2018-02-18 04:30 | 403 | 353
2018-02-18 05:00 | 382 | 328
2018-02-18 05:30 | 370 | 315
2018-02-18 06:00 | 346 | 295
2018-02-18 06:30 | 336 | 288
2018-02-18 07:00 | 333 | 293
2018-02-18 07:30 | 318 | 289
2018-02-18 08:00 | 319 | 291
2018-02-18 08:30 | 366 | 345
2018-02-18 09:00 | 402 | 385
2018-02-18 09:30 | 435 | 421
2018-02-18 10:00 | 475 | 463
2018-02-18 10:30 | 457 | 444
2018-02-18 11:00 | 447 | 434
2018-02-18 11:30 | 471 | 459
2018-02-18 12:00 | 502 | 492
2018-02-18 12:30 | 501 | 491
2018-02-18 13:00 | 516 | 508
2018-02-18 13:30 | 552 | 545
2018-02-18 14:00 | 596 | 591
2018-02-18 14:30 | 613 | 608
2018-02-18 15:00 | 609 | 604
2018-02-18 15:30 | 600 | 595
2018-02-18 16:00 | 640 | 637
2018-02-18 16:30 | 735 | 734
2018-02-18 17:00 | 781 | 780
2018-02-18 17:30 | 809 | 807
2018-02-18 18:00 | 815 | 813
2018-02-18 18:30 | 830 | 827
2018-02-18 19:00 | 871 | 869
2018-02-18 19:30 | 886 | 885
2018-02-18 20:00 | 873 | 871
2018-02-18 20:30 | 862 | 860
2018-02-18 21:00 | 781 | 778
2018-02-18 21:30 | 674 | 667
2018-02-18 22:00 | 627 | 617
2018-02-18 22:30 | 628 | 618
2018-02-18 23:00 | 634 | 625
2018-02-18 23:30 | 603 | 591
2018-02-19 | 524 | 505
2018-02-19 00:30 | 455 | 431
2018-02-19 01:00 | 386 | 353
2018-02-19 01:30 | 358 | 324
2018-02-19 02:00 | 333 | 296
2018-02-19 02:30 | 317 | 279
2018-02-19 03:00 | 339 | 304
2018-02-19 03:30 | 348 | 314
2018-02-19 04:00 | 351 | 314
2018-02-19 04:30 | 358 | 322
2018-02-19 05:00 | 377 | 344
2018-02-19 05:30 | 413 | 385
2018-02-19 06:00 | 481 | 463
2018-02-19 06:30 | 549 | 543
2018-02-19 07:00 | 622 | 617
2018-02-19 07:30 | 569 | 564
2018-02-19 08:00 | 537 | 530
2018-02-19 08:30 | 529 | 521
2018-02-19 09:00 | 546 | 536
2018-02-19 09:30 | 553 | 544
2018-02-19 10:00 | 548 | 537
2018-02-19 10:30 | 553 | 543
2018-02-19 11:00 | 560 | 551
2018-02-19 11:30 | 563 | 556
2018-02-19 12:00 | 501 | 497
2018-02-19 12:30 | 511 | 507
2018-02-19 13:00 | 522 | 519
2018-02-19 13:30 | 569 | 566
2018-02-19 14:00 | 603 | 600
2018-02-19 14:30 | 652 | 651
2018-02-19 15:00 | 685 | 684
2018-02-19 15:30 | 729 | 728
2018-02-19 16:00 | 787 | 786
2018-02-19 16:30 | 842 | 841
2018-02-19 17:00 | 855 | 854
2018-02-19 17:30 | 857 | 855
2018-02-19 18:00 | 849 | 846
2018-02-19 18:30 | 843 | 840
2018-02-19 19:00 | 828 | 826
2018-02-19 19:30 | 793 | 791
2018-02-19 20:00 | 751 | 749
2018-02-19 20:30 | 749 | 745
2018-02-19 21:00 | 720 | 716
2018-02-19 21:30 | 693 | 689
2018-02-19 22:00 | 665 | 659
2018-02-19 22:30 | 711 | 706
2018-02-19 23:00 | 696 | 690
2018-02-19 23:30 | 586 | 576
2018-02-20 | 487 | 474
2018-02-20 00:30 | 442 | 428
2018-02-20 01:00 | 410 | 395
2018-02-20 01:30 | 405 | 388
2018-02-20 02:00 | 381 | 360
2018-02-20 02:30 | 359 | 335
2018-02-20 03:00 | 375 | 351
2018-02-20 03:30 | 383 | 359
2018-02-20 04:00 | 389 | 365
2018-02-20 04:30 | 408 | 386
2018-02-20 05:00 | 442 | 424
2018-02-20 05:30 | 489 | 475
2018-02-20 06:00 | 530 | 518
2018-02-20 06:30 | 598 | 592
2018-02-20 07:00 | 628 | 626
2018-02-20 07:30 | 629 | 627
2018-02-20 08:00 | 614 | 612
2018-02-20 08:30 | 643 | 642
2018-02-20 09:00 | 638 | 636
2018-02-20 09:30 | 652 | 650
2018-02-20 10:00 | 655 | 653
2018-02-20 10:30 | 637 | 635
2018-02-20 11:00 | 628 | 625
2018-02-20 11:30 | 627 | 624
2018-02-20 12:00 | 624 | 622
2018-02-20 12:30 | 600 | 597
2018-02-20 13:00 | 646 | 644
2018-02-20 13:30 | 629 | 626
2018-02-20 14:00 | 656 | 654
2018-02-20 14:30 | 638 | 636
2018-02-20 15:00 | 647 | 645
2018-02-20 15:30 | 674 | 672
2018-02-20 16:00 | 701 | 699
2018-02-20 16:30 | 690 | 688
2018-02-20 17:00 | 688 | 686
2018-02-20 17:30 | 727 | 725
2018-02-20 18:00 | 713 | 711
2018-02-20 18:30 | 721 | 719
2018-02-20 19:00 | 808 | 808
2018-02-20 19:30 | 785 | 784
2018-02-20 20:00 | 745 | 744
2018-02-20 20:30 | 693 | 690
2018-02-20 21:00 | 624 | 621
2018-02-20 21:30 | 560 | 550
2018-02-20 22:00 | 548 | 535
2018-02-20 22:30 | 564 | 551
2018-02-20 23:00 | 613 | 602
2018-02-20 23:30 | 576 | 564
2018-02-21 | 511 | 494
2018-02-21 00:30 | 447 | 425
2018-02-21 01:00 | 407 | 382
2018-02-21 01:30 | 375 | 355
2018-02-21 02:00 | 350 | 334
2018-02-21 02:30 | 354 | 339
2018-02-21 03:00 | 382 | 369
2018-02-21 03:30 | 400 | 389
2018-02-21 04:00 | 417 | 406
2018-02-21 04:30 | 417 | 406
2018-02-21 05:00 | 411 | 401
2018-02-21 05:30 | 457 | 450
2018-02-21 06:00 | 524 | 520
2018-02-21 06:30 | 582 | 579
2018-02-21 07:00 | 642 | 640
2018-02-21 07:30 | 617 | 615
2018-02-21 08:00 | 606 | 604
2018-02-21 08:30 | 608 | 606
2018-02-21 09:00 | 622 | 620
2018-02-21 09:30 | 620 | 617
2018-02-21 10:00 | 594 | 591
2018-02-21 10:30 | 564 | 560
2018-02-21 11:00 | 554 | 551
2018-02-21 11:30 | 566 | 563
2018-02-21 12:00 | 540 | 536
2018-02-21 12:30 | 546 | 542
2018-02-21 13:00 | 530 | 525
2018-02-21 13:30 | 510 | 504
2018-02-21 14:00 | 547 | 543
2018-02-21 14:30 | 575 | 572
2018-02-21 15:00 | 550 | 546
2018-02-21 15:30 | 542 | 538
2018-02-21 16:00 | 574 | 571
2018-02-21 16:30 | 601 | 598
2018-02-21 17:00 | 634 | 631
2018-02-21 17:30 | 618 | 615
2018-02-21 18:00 | 611 | 608
2018-02-21 18:30 | 603 | 600
2018-02-21 19:00 | 635 | 632
2018-02-21 19:30 | 634 | 631
2018-02-21 20:00 | 644 | 641
2018-02-21 20:30 | 612 | 608
2018-02-21 21:00 | 562 | 557
2018-02-21 21:30 | 527 | 517
2018-02-21 22:00 | 507 | 492
2018-02-21 22:30 | 537 | 524
2018-02-21 23:00 | 563 | 551
2018-02-21 23:30 | 481 | 462
2018-02-22 | 409 | 383
2018-02-22 00:30 | 378 | 349
2018-02-22 01:00 | 326 | 291
2018-02-22 01:30 | 307 | 269
2018-02-22 02:00 | 285 | 243
2018-02-22 02:30 | 298 | 259
2018-02-22 03:00 | 319 | 283
2018-02-22 03:30 | 333 | 300
2018-02-22 04:00 | 338 | 305
2018-02-22 04:30 | 348 | 317
2018-02-22 05:00 | 373 | 347
2018-02-22 05:30 | 424 | 403
2018-02-22 06:00 | 472 | 455
2018-02-22 06:30 | 548 | 536
2018-02-22 07:00 | 605 | 596
2018-02-22 07:30 | 571 | 561
2018-02-22 08:00 | 509 | 496
2018-02-22 08:30 | 495 | 483
2018-02-22 09:00 | 517 | 507
2018-02-22 09:30 | 540 | 531
2018-02-22 10:00 | 542 | 532
2018-02-22 10:30 | 540 | 530
2018-02-22 11:00 | 558 | 549
2018-02-22 11:30 | 530 | 519
2018-02-22 12:00 | 512 | 500
2018-02-22 12:30 | 509 | 497
2018-02-22 13:00 | 522 | 511
2018-02-22 13:30 | 540 | 529
2018-02-22 14:00 | 534 | 523
2018-02-22 14:30 | 522 | 510
2018-02-22 15:00 | 473 | 459
2018-02-22 15:30 | 485 | 471
2018-02-22 16:00 | 517 | 505
2018-02-22 16:30 | 531 | 519
2018-02-22 17:00 | 556 | 545
2018-02-22 17:30 | 556 | 545
2018-02-22 18:00 | 565 | 554
2018-02-22 18:30 | 611 | 601
2018-02-22 19:00 | 659 | 652
2018-02-22 19:30 | 651 | 643
2018-02-22 20:00 | 668 | 660
2018-02-22 20:30 | 691 | 684
2018-02-22 21:00 | 633 | 624
2018-02-22 21:30 | 559 | 547
2018-02-22 22:00 | 534 | 522
2018-02-22 22:30 | 579 | 568
2018-02-22 23:00 | 601 | 589
2018-02-22 23:30 | 525 | 508
2018-02-23 | 472 | 451
2018-02-23 00:30 | 459 | 437
2018-02-23 01:00 | 456 | 433
2018-02-23 01:30 | 439 | 407
2018-02-23 02:00 | 429 | 384
2018-02-23 02:30 | 413 | 366
2018-02-23 03:00 | 399 | 349
2018-02-23 03:30 | 402 | 354
2018-02-23 04:00 | 416 | 369
2018-02-23 04:30 | 424 | 380
2018-02-23 05:00 | 460 | 421
2018-02-23 05:30 | 502 | 474
2018-02-23 06:00 | 520 | 504
2018-02-23 06:30 | 582 | 573
2018-02-23 07:00 | 646 | 643
2018-02-23 07:30 | 647 | 644
2018-02-23 08:00 | 658 | 656
2018-02-23 08:30 | 629 | 627
2018-02-23 09:00 | 619 | 616
2018-02-23 09:30 | 649 | 647
2018-02-23 10:00 | 679 | 677
2018-02-23 10:30 | 707 | 705
2018-02-23 11:00 | 703 | 701
2018-02-23 11:30 | 741 | 740
2018-02-23 12:00 | 742 | 740
2018-02-23 12:30 | 728 | 726
2018-02-23 13:00 | 722 | 720
2018-02-23 13:30 | 706 | 705
2018-02-23 14:00 | 699 | 697
2018-02-23 14:30 | 703 | 701
2018-02-23 15:00 | 694 | 692
2018-02-23 15:30 | 683 | 680
2018-02-23 16:00 | 683 | 681
2018-02-23 16:30 | 663 | 660
2018-02-23 17:00 | 705 | 702
2018-02-23 17:30 | 743 | 741
2018-02-23 18:00 | 737 | 735
2018-02-23 18:30 | 734 | 732
2018-02-23 19:00 | 750 | 748
2018-02-23 19:30 | 689 | 687
2018-02-23 20:00 | 651 | 648
2018-02-23 20:30 | 663 | 660
2018-02-23 21:00 | 620 | 616
2018-02-23 21:30 | 558 | 547
2018-02-23 22:00 | 525 | 510
2018-02-23 22:30 | 575 | 563
2018-02-23 23:00 | 631 | 617
2018-02-23 23:30 | 580 | 561
2018-02-24 | 523 | 501
2018-02-24 00:30 | 486 | 459
2018-02-24 01:00 | 463 | 435
2018-02-24 01:30 | 474 | 447
2018-02-24 02:00 | 483 | 456
2018-02-24 02:30 | 467 | 438
2018-02-24 03:00 | 467 | 438
2018-02-24 03:30 | 456 | 426
2018-02-24 04:00 | 489 | 462
2018-02-24 04:30 | 496 | 470
2018-02-24 05:00 | 508 | 484
2018-02-24 05:30 | 506 | 483
2018-02-24 06:00 | 489 | 465
2018-02-24 06:30 | 499 | 476
2018-02-24 07:00 | 489 | 466
2018-02-24 07:30 | 449 | 425
2018-02-24 08:00 | 452 | 429
2018-02-24 08:30 | 520 | 503
2018-02-24 09:00 | 570 | 554
2018-02-24 09:30 | 566 | 550
2018-02-24 10:00 | 588 | 574
2018-02-24 10:30 | 617 | 604
2018-02-24 11:00 | 588 | 573
2018-02-24 11:30 | 573 | 557
2018-02-24 12:00 | 567 | 551
2018-02-24 12:30 | 568 | 550
2018-02-24 13:00 | 544 | 525
2018-02-24 13:30 | 551 | 533
2018-02-24 14:00 | 566 | 550
2018-02-24 14:30 | 591 | 577
2018-02-24 15:00 | 615 | 602
2018-02-24 15:30 | 644 | 632
2018-02-24 16:00 | 652 | 642
2018-02-24 16:30 | 669 | 659
2018-02-24 17:00 | 679 | 669
2018-02-24 17:30 | 675 | 667
2018-02-24 18:00 | 681 | 673
2018-02-24 18:30 | 710 | 703
2018-02-24 19:00 | 701 | 695
2018-02-24 19:30 | 693 | 686
2018-02-24 20:00 | 673 | 665
2018-02-24 20:30 | 627 | 617
2018-02-24 21:00 | 617 | 607
2018-02-24 21:30 | 623 | 613
2018-02-24 22:00 | 615 | 605
2018-02-24 22:30 | 644 | 632
2018-02-24 23:00 | 710 | 698
2018-02-24 23:30 | 648 | 634
2018-02-25 | 559 | 540
2018-02-25 00:30 | 485 | 458
2018-02-25 01:00 | 442 | 411
2018-02-25 01:30 | 424 | 392
2018-02-25 02:00 | 439 | 408
2018-02-25 02:30 | 397 | 361
2018-02-25 03:00 | 377 | 338
2018-02-25 03:30 | 352 | 312
2018-02-25 04:00 | 348 | 308
2018-02-25 04:30 | 354 | 316
2018-02-25 05:00 | 356 | 319
2018-02-25 05:30 | 370 | 335
2018-02-25 06:00 | 364 | 328
2018-02-25 06:30 | 414 | 384
2018-02-25 07:00 | 406 | 377
2018-02-25 07:30 | 398 | 369
2018-02-25 08:00 | 419 | 394
2018-02-25 08:30 | 472 | 456
2018-02-25 09:00 | 495 | 481
2018-02-25 09:30 | 500 | 484
2018-02-25 10:00 | 527 | 514
2018-02-25 10:30 | 537 | 525
2018-02-25 11:00 | 576 | 565
2018-02-25 11:30 | 620 | 610
2018-02-25 12:00 | 656 | 647
2018-02-25 12:30 | 700 | 693
2018-02-25 13:00 | 721 | 714
2018-02-25 13:30 | 757 | 750
2018-02-25 14:00 | 808 | 802
2018-02-25 14:30 | 802 | 796
2018-02-25 15:00 | 793 | 787
2018-02-25 15:30 | 808 | 802
2018-02-25 16:00 | 848 | 843
2018-02-25 16:30 | 837 | 832
2018-02-25 17:00 | 840 | 835
2018-02-25 17:30 | 849 | 844
2018-02-25 18:00 | 853 | 848
2018-02-25 18:30 | 865 | 860
2018-02-25 19:00 | 890 | 886
2018-02-25 19:30 | 887 | 884
2018-02-25 20:00 | 877 | 873
2018-02-25 20:30 | 863 | 859
2018-02-25 21:00 | 826 | 821
2018-02-25 21:30 | 804 | 798
2018-02-25 22:00 | 753 | 746
2018-02-25 22:30 | 744 | 736
2018-02-25 23:00 | 753 | 745
2018-02-25 23:30 | 681 | 672
2018-02-26 | 583 | 572
2018-02-26 00:30 | 516 | 500
2018-02-26 01:00 | 483 | 465
2018-02-26 01:30 | 520 | 505
2018-02-26 02:00 | 537 | 523
2018-02-26 02:30 | 514 | 498
2018-02-26 03:00 | 488 | 470
2018-02-26 03:30 | 517 | 501
2018-02-26 04:00 | 510 | 494
2018-02-26 04:30 | 453 | 434
2018-02-26 05:00 | 453 | 434
2018-02-26 05:30 | 493 | 477
2018-02-26 06:00 | 530 | 520
2018-02-26 06:30 | 607 | 601
2018-02-26 07:00 | 690 | 686
2018-02-26 07:30 | 692 | 688
2018-02-26 08:00 | 687 | 683
2018-02-26 08:30 | 689 | 685
2018-02-26 09:00 | 720 | 718
2018-02-26 09:30 | 738 | 735
2018-02-26 10:00 | 781 | 777
2018-02-26 10:30 | 809 | 806
2018-02-26 11:00 | 839 | 836
2018-02-26 11:30 | 855 | 852
2018-02-26 12:00 | 896 | 894
2018-02-26 12:30 | 925 | 924
2018-02-26 13:00 | 944 | 943
2018-02-26 13:30 | 977 | 977
2018-02-26 14:00 | 1022 | 1022
2018-02-26 14:30 | 1035 | 1035
2018-02-26 15:00 | 1068 | 1068
2018-02-26 15:30 | 1085 | 1085
2018-02-26 16:00 | 1089 | 1089
2018-02-26 16:30 | 1114 | 1114
2018-02-26 17:00 | 1079 | 1078
2018-02-26 17:30 | 1073 | 1073
2018-02-26 18:00 | 1079 | 1079
2018-02-26 18:30 | 1078 | 1078
2018-02-26 19:00 | 1087 | 1087
2018-02-26 19:30 | 1067 | 1067
2018-02-26 20:00 | 1013 | 1013
2018-02-26 20:30 | 933 | 932
2018-02-26 21:00 | 851 | 849
2018-02-26 21:30 | 785 | 782
2018-02-26 22:00 | 724 | 719
2018-02-26 22:30 | 740 | 734
2018-02-26 23:00 | 774 | 766
2018-02-26 23:30 | 673 | 661
2018-02-27 | 572 | 555
2018-02-27 00:30 | 545 | 523
2018-02-27 01:00 | 473 | 441
2018-02-27 01:30 | 422 | 390
2018-02-27 02:00 | 398 | 365
2018-02-27 02:30 | 416 | 385
2018-02-27 03:00 | 426 | 396
2018-02-27 03:30 | 419 | 388
2018-02-27 04:00 | 406 | 373
2018-02-27 04:30 | 386 | 351
2018-02-27 05:00 | 429 | 400
2018-02-27 05:30 | 460 | 436
2018-02-27 06:00 | 538 | 520
2018-02-27 06:30 | 585 | 576
2018-02-27 07:00 | 652 | 647
2018-02-27 07:30 | 605 | 602
2018-02-27 08:00 | 586 | 582
2018-02-27 08:30 | 607 | 604
2018-02-27 09:00 | 598 | 595
2018-02-27 09:30 | 603 | 600
2018-02-27 10:00 | 606 | 603
2018-02-27 10:30 | 579 | 574
2018-02-27 11:00 | 575 | 571
2018-02-27 11:30 | 602 | 598
2018-02-27 12:00 | 610 | 606
2018-02-27 12:30 | 580 | 575
2018-02-27 13:00 | 559 | 554
2018-02-27 13:30 | 571 | 567
2018-02-27 14:00 | 626 | 623
2018-02-27 14:30 | 701 | 699
2018-02-27 15:00 | 694 | 692
2018-02-27 15:30 | 690 | 687
2018-02-27 16:00 | 711 | 709
2018-02-27 16:30 | 734 | 732
2018-02-27 17:00 | 723 | 721
2018-02-27 17:30 | 736 | 734
2018-02-27 18:00 | 716 | 713
2018-02-27 18:30 | 722 | 719
2018-02-27 19:00 | 741 | 739
2018-02-27 19:30 | 747 | 745
2018-02-27 20:00 | 727 | 725
2018-02-27 20:30 | 714 | 711
2018-02-27 21:00 | 658 | 654
2018-02-27 21:30 | 596 | 588
2018-02-27 22:00 | 570 | 556
2018-02-27 22:30 | 602 | 586
2018-02-27 23:00 | 648 | 633
2018-02-27 23:30 | 589 | 570
2018-02-28 | 496 | 469
2018-02-28 00:30 | 461 | 427
2018-02-28 01:00 | 427 | 379
2018-02-28 01:30 | 396 | 349
2018-02-28 02:00 | 414 | 369
2018-02-28 02:30 | 407 | 367
2018-02-28 03:00 | 403 | 366
2018-02-28 03:30 | 407 | 370
2018-02-28 04:00 | 407 | 370
2018-02-28 04:30 | 433 | 400
2018-02-28 05:00 | 431 | 398
2018-02-28 05:30 | 424 | 393
2018-02-28 06:00 | 415 | 388
2018-02-28 06:30 | 434 | 413
2018-02-28 07:00 | 471 | 458
2018-02-28 07:30 | 517 | 509
2018-02-28 08:00 | 442 | 437
2018-02-28 08:30 | 467 | 462
2018-02-28 09:00 | 487 | 482
2018-02-28 09:30 | 479 | 474
2018-02-28 10:00 | 505 | 500
2018-02-28 10:30 | 481 | 476
2018-02-28 11:00 | 464 | 458
2018-02-28 11:30 | 459 | 453
2018-02-28 12:00 | 506 | 501
2018-02-28 12:30 | 517 | 513
2018-02-28 13:00 | 526 | 522
2018-02-28 13:30 | 539 | 536
2018-02-28 14:00 | 558 | 555
2018-02-28 14:30 | 588 | 586
2018-02-28 15:00 | 608 | 606
2018-02-28 15:30 | 626 | 624
2018-02-28 16:00 | 674 | 673
2018-02-28 16:30 | 724 | 723
2018-02-28 17:00 | 750 | 748
2018-02-28 17:30 | 785 | 783
2018-02-28 18:00 | 787 | 785
2018-02-28 18:30 | 785 | 782
2018-02-28 19:00 | 850 | 848
2018-02-28 19:30 | 818 | 816
2018-02-28 20:00 | 791 | 788
2018-02-28 20:30 | 703 | 701
2018-02-28 21:00 | 645 | 642
2018-02-28 21:30 | 617 | 611
2018-02-28 22:00 | 589 | 578
2018-02-28 22:30 | 580 | 568
2018-02-28 23:00 | 618 | 607
2018-02-28 23:30 | 535 | 520
2018-03-01 | 456 | 435
2018-03-01 00:30 | 411 | 384
2018-03-01 01:00 | 352 | 315
2018-03-01 01:30 | 347 | 311
2018-03-01 02:00 | 346 | 317
2018-03-01 02:30 | 365 | 341
2018-03-01 03:00 | 365 | 341
2018-03-01 03:30 | 367 | 344
2018-03-01 04:00 | 360 | 336
2018-03-01 04:30 | 353 | 328
2018-03-01 05:00 | 379 | 359
2018-03-01 05:30 | 429 | 414
2018-03-01 06:00 | 460 | 446
2018-03-01 06:30 | 476 | 465
2018-03-01 07:00 | 492 | 482
2018-03-01 07:30 | 508 | 499
2018-03-01 08:00 | 495 | 487
2018-03-01 08:30 | 534 | 527
2018-03-01 09:00 | 533 | 526
2018-03-01 09:30 | 522 | 515
2018-03-01 10:00 | 522 | 516
2018-03-01 10:30 | 523 | 516
2018-03-01 11:00 | 560 | 554
2018-03-01 11:30 | 591 | 586
2018-03-01 12:00 | 659 | 656
2018-03-01 12:30 | 685 | 682
2018-03-01 13:00 | 728 | 725
2018-03-01 13:30 | 794 | 792
2018-03-01 14:00 | 858 | 857
2018-03-01 14:30 | 930 | 930
2018-03-01 15:00 | 985 | 985
2018-03-01 15:30 | 1027 | 1027
2018-03-01 16:00 | 1059 | 1059
2018-03-01 16:30 | 1097 | 1097
2018-03-01 17:00 | 1106 | 1106
2018-03-01 17:30 | 1076 | 1076
2018-03-01 18:00 | 1083 | 1083
2018-03-01 18:30 | 1068 | 1068
2018-03-01 19:00 | 1086 | 1086
2018-03-01 19:30 | 1059 | 1059
2018-03-01 20:00 | 1056 | 1056
2018-03-01 20:30 | 1023 | 1023
2018-03-01 21:00 | 960 | 959
2018-03-01 21:30 | 890 | 888
2018-03-01 22:00 | 842 | 838
2018-03-01 22:30 | 864 | 860
2018-03-01 23:00 | 859 | 854
2018-03-01 23:30 | 789 | 783
2018-03-02 | 686 | 678
2018-03-02 00:30 | 624 | 613
2018-03-02 01:00 | 558 | 545
2018-03-02 01:30 | 510 | 494
2018-03-02 02:00 | 477 | 458
2018-03-02 02:30 | 508 | 492
2018-03-02 03:00 | 419 | 396
2018-03-02 03:30 | 482 | 465
2018-03-02 04:00 | 429 | 407
2018-03-02 04:30 | 464 | 445
2018-03-02 05:00 | 502 | 486
2018-03-02 05:30 | 540 | 527
2018-03-02 06:00 | 581 | 570
2018-03-02 06:30 | 621 | 612
2018-03-02 07:00 | 625 | 616
2018-03-02 07:30 | 620 | 614
2018-03-02 08:00 | 618 | 612
2018-03-02 08:30 | 624 | 620
2018-03-02 09:00 | 660 | 654
2018-03-02 09:30 | 697 | 691
2018-03-02 10:00 | 710 | 705
2018-03-02 10:30 | 725 | 720
2018-03-02 11:00 | 725 | 722
2018-03-02 11:30 | 755 | 753
2018-03-02 12:00 | 780 | 778
2018-03-02 12:30 | 773 | 771
2018-03-02 13:00 | 772 | 770
2018-03-02 13:30 | 789 | 786
2018-03-02 14:00 | 821 | 819
2018-03-02 14:30 | 819 | 817
2018-03-02 15:00 | 791 | 789
2018-03-02 15:30 | 774 | 772
2018-03-02 16:00 | 845 | 843
2018-03-02 16:30 | 823 | 821
2018-03-02 17:00 | 812 | 810
2018-03-02 17:30 | 792 | 789
2018-03-02 18:00 | 816 | 813
2018-03-02 18:30 | 806 | 803
2018-03-02 19:00 | 830 | 827
2018-03-02 19:30 | 829 | 826
2018-03-02 20:00 | 821 | 819
2018-03-02 20:30 | 836 | 834
2018-03-02 21:00 | 766 | 764
2018-03-02 21:30 | 693 | 688
2018-03-02 22:00 | 664 | 655
2018-03-02 22:30 | 662 | 652
2018-03-02 23:00 | 708 | 700
2018-03-02 23:30 | 691 | 682
2018-03-03 | 614 | 602
2018-03-03 00:30 | 542 | 527
2018-03-03 01:00 | 481 | 461
2018-03-03 01:30 | 453 | 430
2018-03-03 02:00 | 445 | 421
2018-03-03 02:30 | 430 | 405
2018-03-03 03:00 | 421 | 395
2018-03-03 03:30 | 413 | 386
2018-03-03 04:00 | 407 | 379
2018-03-03 04:30 | 415 | 388
2018-03-03 05:00 | 497 | 478
2018-03-03 05:30 | 475 | 454
2018-03-03 06:00 | 466 | 444
2018-03-03 06:30 | 464 | 443
2018-03-03 07:00 | 472 | 452
2018-03-03 07:30 | 437 | 419
2018-03-03 08:00 | 399 | 382
2018-03-03 08:30 | 434 | 419
2018-03-03 09:00 | 482 | 470
2018-03-03 09:30 | 515 | 506
2018-03-03 10:00 | 546 | 538
2018-03-03 10:30 | 576 | 569
2018-03-03 11:00 | 584 | 577
2018-03-03 11:30 | 559 | 552
2018-03-03 12:00 | 528 | 521
2018-03-03 12:30 | 534 | 526
2018-03-03 13:00 | 570 | 564
2018-03-03 13:30 | 596 | 591
2018-03-03 14:00 | 601 | 598
2018-03-03 14:30 | 579 | 576
2018-03-03 15:00 | 638 | 635
2018-03-03 15:30 | 719 | 717
2018-03-03 16:00 | 735 | 733
2018-03-03 16:30 | 782 | 780
2018-03-03 17:00 | 798 | 797
2018-03-03 17:30 | 814 | 812
2018-03-03 18:00 | 868 | 866
2018-03-03 18:30 | 908 | 906
2018-03-03 19:00 | 943 | 943
2018-03-03 19:30 | 911 | 910
2018-03-03 20:00 | 889 | 888
2018-03-03 20:30 | 835 | 834
2018-03-03 21:00 | 754 | 752
2018-03-03 21:30 | 689 | 681
2018-03-03 22:00 | 669 | 660
2018-03-03 22:30 | 742 | 734
2018-03-03 23:00 | 772 | 765
2018-03-03 23:30 | 702 | 693
2018-03-04 | 613 | 600
2018-03-04 00:30 | 555 | 535
2018-03-04 01:00 | 501 | 476
2018-03-04 01:30 | 466 | 438
2018-03-04 02:00 | 466 | 437
2018-03-04 02:30 | 450 | 419
2018-03-04 03:00 | 431 | 397
2018-03-04 03:30 | 404 | 367
2018-03-04 04:00 | 407 | 370
2018-03-04 04:30 | 399 | 361
2018-03-04 05:00 | 400 | 363
2018-03-04 05:30 | 407 | 371
2018-03-04 06:00 | 384 | 343
2018-03-04 06:30 | 377 | 336
2018-03-04 07:00 | 386 | 348
2018-03-04 07:30 | 370 | 338
2018-03-04 08:00 | 374 | 356
2018-03-04 08:30 | 390 | 373
2018-03-04 09:00 | 369 | 350
2018-03-04 09:30 | 365 | 349
2018-03-04 10:00 | 397 | 386
2018-03-04 10:30 | 437 | 428
2018-03-04 11:00 | 456 | 448
2018-03-04 11:30 | 488 | 481
2018-03-04 12:00 | 543 | 537
2018-03-04 12:30 | 613 | 609
2018-03-04 13:00 | 691 | 689
2018-03-04 13:30 | 767 | 766
2018-03-04 14:00 | 834 | 833
2018-03-04 14:30 | 912 | 911
2018-03-04 15:00 | 925 | 925
2018-03-04 15:30 | 953 | 953
2018-03-04 16:00 | 961 | 961
2018-03-04 16:30 | 953 | 952
2018-03-04 17:00 | 1019 | 1018
2018-03-04 17:30 | 1033 | 1033
2018-03-04 18:00 | 1041 | 1040
2018-03-04 18:30 | 1039 | 1039
2018-03-04 19:00 | 1059 | 1059
2018-03-04 19:30 | 1033 | 1033
2018-03-04 20:00 | 977 | 977
2018-03-04 20:30 | 903 | 902
2018-03-04 21:00 | 856 | 855
2018-03-04 21:30 | 807 | 802
2018-03-04 22:00 | 775 | 769
2018-03-04 22:30 | 820 | 814
2018-03-04 23:00 | 816 | 810
2018-03-04 23:30 | 683 | 669
2018-03-05 | 594 | 576
2018-03-05 00:30 | 555 | 531
2018-03-05 01:00 | 533 | 502
2018-03-05 01:30 | 519 | 486
2018-03-05 02:00 | 491 | 455
2018-03-05 02:30 | 470 | 434
2018-03-05 03:00 | 445 | 404
2018-03-05 03:30 | 459 | 420
2018-03-05 04:00 | 479 | 443
2018-03-05 04:30 | 488 | 454
2018-03-05 05:00 | 478 | 443
2018-03-05 05:30 | 502 | 476
2018-03-05 06:00 | 552 | 534
2018-03-05 06:30 | 602 | 590
2018-03-05 07:00 | 640 | 631
2018-03-05 07:30 | 684 | 679
2018-03-05 08:00 | 705 | 703
2018-03-05 08:30 | 719 | 718
2018-03-05 09:00 | 705 | 703
2018-03-05 09:30 | 689 | 687
2018-03-05 10:00 | 679 | 678
2018-03-05 10:30 | 680 | 679
2018-03-05 11:00 | 713 | 711
2018-03-05 11:30 | 737 | 736
2018-03-05 12:00 | 725 | 724
2018-03-05 12:30 | 710 | 709
2018-03-05 13:00 | 720 | 719
2018-03-05 13:30 | 740 | 739
2018-03-05 14:00 | 799 | 799
2018-03-05 14:30 | 792 | 792
2018-03-05 15:00 | 796 | 796
2018-03-05 15:30 | 824 | 824
2018-03-05 16:00 | 860 | 860
2018-03-05 16:30 | 874 | 874
2018-03-05 17:00 | 880 | 880
2018-03-05 17:30 | 882 | 882
2018-03-05 18:00 | 904 | 903
2018-03-05 18:30 | 900 | 900
2018-03-05 19:00 | 916 | 916
2018-03-05 19:30 | 901 | 900
2018-03-05 20:00 | 889 | 888
2018-03-05 20:30 | 829 | 828
2018-03-05 21:00 | 765 | 763
2018-03-05 21:30 | 687 | 680
2018-03-05 22:00 | 662 | 650
2018-03-05 22:30 | 669 | 657
2018-03-05 23:00 | 689 | 678
2018-03-05 23:30 | 584 | 567
2018-03-06 | 531 | 509
2018-03-06 00:30 | 493 | 468
2018-03-06 01:00 | 468 | 441
2018-03-06 01:30 | 456 | 427
2018-03-06 02:00 | 489 | 464
2018-03-06 02:30 | 511 | 487
2018-03-06 03:00 | 536 | 514
2018-03-06 03:30 | 548 | 527
2018-03-06 04:00 | 547 | 526
2018-03-06 04:30 | 493 | 468
2018-03-06 05:00 | 465 | 438
2018-03-06 05:30 | 486 | 462
2018-03-06 06:00 | 542 | 528
2018-03-06 06:30 | 574 | 567
2018-03-06 07:00 | 671 | 666
2018-03-06 07:30 | 648 | 644
2018-03-06 08:00 | 704 | 701
2018-03-06 08:30 | 702 | 699
2018-03-06 09:00 | 721 | 718
2018-03-06 09:30 | 741 | 736
2018-03-06 10:00 | 716 | 711
2018-03-06 10:30 | 692 | 686
2018-03-06 11:00 | 695 | 689
2018-03-06 11:30 | 660 | 653
2018-03-06 12:00 | 600 | 592
2018-03-06 12:30 | 583 | 574
2018-03-06 13:00 | 601 | 592
2018-03-06 13:30 | 614 | 605
2018-03-06 14:00 | 605 | 597
2018-03-06 14:30 | 561 | 551
2018-03-06 15:00 | 539 | 529
2018-03-06 15:30 | 524 | 512
2018-03-06 16:00 | 591 | 581
2018-03-06 16:30 | 532 | 521
2018-03-06 17:00 | 564 | 557
2018-03-06 17:30 | 620 | 615
2018-03-06 18:00 | 635 | 629
2018-03-06 18:30 | 647 | 642
2018-03-06 19:00 | 635 | 630
2018-03-06 19:30 | 617 | 611
2018-03-06 20:00 | 592 | 585
2018-03-06 20:30 | 586 | 579
2018-03-06 21:00 | 507 | 496
2018-03-06 21:30 | 476 | 463
2018-03-06 22:00 | 471 | 454
2018-03-06 22:30 | 548 | 531
2018-03-06 23:00 | 566 | 549
2018-03-06 23:30 | 488 | 464
2018-03-07 | 406 | 371
2018-03-07 00:30 | 347 | 302
2018-03-07 01:00 | 326 | 277
2018-03-07 01:30 | 317 | 268
2018-03-07 02:00 | 337 | 295
2018-03-07 02:30 | 346 | 305
2018-03-07 03:00 | 362 | 324
2018-03-07 03:30 | 346 | 305
2018-03-07 04:00 | 345 | 303
2018-03-07 04:30 | 330 | 286
2018-03-07 05:00 | 354 | 316
2018-03-07 05:30 | 385 | 357
2018-03-07 06:00 | 397 | 376
2018-03-07 06:30 | 347 | 325
2018-03-07 07:00 | 394 | 379
2018-03-07 07:30 | 382 | 370
2018-03-07 08:00 | 431 | 423
2018-03-07 08:30 | 559 | 556
2018-03-07 09:00 | 581 | 578
2018-03-07 09:30 | 560 | 556
2018-03-07 10:00 | 537 | 534
2018-03-07 10:30 | 495 | 489
2018-03-07 11:00 | 422 | 414
2018-03-07 11:30 | 464 | 459
2018-03-07 12:00 | 518 | 513
2018-03-07 12:30 | 455 | 448
2018-03-07 13:00 | 448 | 441
2018-03-07 13:30 | 462 | 455
2018-03-07 14:00 | 467 | 461
2018-03-07 14:30 | 500 | 495
2018-03-07 15:00 | 514 | 509
2018-03-07 15:30 | 527 | 523
2018-03-07 16:00 | 560 | 557
2018-03-07 16:30 | 598 | 595
2018-03-07 17:00 | 625 | 622
2018-03-07 17:30 | 620 | 617
2018-03-07 18:00 | 630 | 627
2018-03-07 18:30 | 649 | 646
2018-03-07 19:00 | 679 | 677
2018-03-07 19:30 | 654 | 651
2018-03-07 20:00 | 602 | 599
2018-03-07 20:30 | 601 | 598
2018-03-07 21:00 | 558 | 553
2018-03-07 21:30 | 528 | 512
2018-03-07 22:00 | 523 | 503
2018-03-07 22:30 | 529 | 509
2018-03-07 23:00 | 539 | 521
2018-03-07 23:30 | 503 | 480
2018-03-08 | 417 | 387
2018-03-08 00:30 | 357 | 317
2018-03-08 01:00 | 318 | 264
2018-03-08 01:30 | 307 | 243
2018-03-08 02:00 | 304 | 239
2018-03-08 02:30 | 307 | 250
2018-03-08 03:00 | 296 | 247
2018-03-08 03:30 | 284 | 232
2018-03-08 04:00 | 292 | 242
2018-03-08 04:30 | 316 | 274
2018-03-08 05:00 | 261 | 213
2018-03-08 05:30 | 320 | 301
2018-03-08 06:00 | 388 | 374
2018-03-08 06:30 | 481 | 472
2018-03-08 07:00 | 522 | 518
2018-03-08 07:30 | 556 | 553
2018-03-08 08:00 | 547 | 544
2018-03-08 08:30 | 528 | 524
2018-03-08 09:00 | 540 | 536
2018-03-08 09:30 | 504 | 499
2018-03-08 10:00 | 518 | 514
2018-03-08 10:30 | 483 | 478
2018-03-08 11:00 | 471 | 465
2018-03-08 11:30 | 458 | 452
2018-03-08 12:00 | 432 | 425
2018-03-08 12:30 | 468 | 462
2018-03-08 13:00 | 456 | 449
2018-03-08 13:30 | 401 | 393
2018-03-08 14:00 | 408 | 400
2018-03-08 14:30 | 429 | 422
2018-03-08 15:00 | 437 | 430
2018-03-08 15:30 | 467 | 461
2018-03-08 16:00 | 492 | 486
2018-03-08 16:30 | 498 | 492
2018-03-08 17:00 | 548 | 543
2018-03-08 17:30 | 552 | 547
2018-03-08 18:00 | 538 | 532
2018-03-08 18:30 | 569 | 565
2018-03-08 19:00 | 628 | 625
2018-03-08 19:30 | 598 | 594
2018-03-08 20:00 | 617 | 613
2018-03-08 20:30 | 641 | 637
2018-03-08 21:00 | 615 | 610
2018-03-08 21:30 | 535 | 523
2018-03-08 22:00 | 455 | 436
2018-03-08 22:30 | 449 | 429
2018-03-08 23:00 | 523 | 507
2018-03-08 23:30 | 489 | 464
2018-03-09 | 397 | 361
2018-03-09 00:30 | 333 | 285
2018-03-09 01:00 | 284 | 224
2018-03-09 01:30 | 269 | 204
2018-03-09 02:00 | 276 | 214
2018-03-09 02:30 | 280 | 220
2018-03-09 03:00 | 261 | 191
2018-03-09 03:30 | 262 | 193
2018-03-09 04:00 | 260 | 191
2018-03-09 04:30 | 252 | 192
2018-03-09 05:00 | 266 | 234
2018-03-09 05:30 | 308 | 284
2018-03-09 06:00 | 347 | 326
2018-03-09 06:30 | 455 | 445
2018-03-09 07:00 | 470 | 464
2018-03-09 07:30 | 496 | 490
2018-03-09 08:00 | 509 | 503
2018-03-09 08:30 | 473 | 467
2018-03-09 09:00 | 387 | 376
2018-03-09 09:30 | 351 | 338
2018-03-09 10:00 | 339 | 327
2018-03-09 10:30 | 373 | 362
2018-03-09 11:00 | 339 | 327
2018-03-09 11:30 | 333 | 319
2018-03-09 12:00 | 337 | 324
2018-03-09 12:30 | 353 | 340
2018-03-09 13:00 | 345 | 331
2018-03-09 13:30 | 367 | 355
2018-03-09 14:00 | 365 | 352
2018-03-09 14:30 | 330 | 313
2018-03-09 15:00 | 341 | 325
2018-03-09 15:30 | 373 | 364
2018-03-09 16:00 | 446 | 440
2018-03-09 16:30 | 483 | 476
2018-03-09 17:00 | 507 | 500
2018-03-09 17:30 | 549 | 543
2018-03-09 18:00 | 562 | 556
2018-03-09 18:30 | 559 | 553
2018-03-09 19:00 | 587 | 583
2018-03-09 19:30 | 608 | 604
2018-03-09 20:00 | 567 | 561
2018-03-09 20:30 | 526 | 519
2018-03-09 21:00 | 474 | 465
2018-03-09 21:30 | 432 | 416
2018-03-09 22:00 | 430 | 407
2018-03-09 22:30 | 463 | 444
2018-03-09 23:00 | 500 | 482
2018-03-09 23:30 | 441 | 418
2018-03-10 | 409 | 383
2018-03-10 00:30 | 363 | 330
2018-03-10 01:00 | 312 | 272
2018-03-10 01:30 | 296 | 252
2018-03-10 02:00 | 300 | 256
2018-03-10 02:30 | 297 | 252
2018-03-10 03:00 | 299 | 256
2018-03-10 03:30 | 290 | 243
2018-03-10 04:00 | 328 | 291
2018-03-10 04:30 | 306 | 265
2018-03-10 05:00 | 316 | 277
2018-03-10 05:30 | 335 | 302
2018-03-10 06:00 | 317 | 279
2018-03-10 06:30 | 334 | 298
2018-03-10 07:00 | 341 | 313
2018-03-10 07:30 | 361 | 339
2018-03-10 08:00 | 370 | 351
2018-03-10 08:30 | 357 | 341
2018-03-10 09:00 | 367 | 353
2018-03-10 09:30 | 373 | 358
2018-03-10 10:00 | 371 | 356
2018-03-10 10:30 | 397 | 384
2018-03-10 11:00 | 359 | 344
2018-03-10 11:30 | 322 | 302
2018-03-10 12:00 | 335 | 317
2018-03-10 12:30 | 331 | 313
2018-03-10 13:00 | 330 | 312
2018-03-10 13:30 | 339 | 321
2018-03-10 14:00 | 365 | 350
2018-03-10 14:30 | 365 | 350
2018-03-10 15:00 | 403 | 390
2018-03-10 15:30 | 462 | 453
2018-03-10 16:00 | 504 | 497
2018-03-10 16:30 | 523 | 516
2018-03-10 17:00 | 557 | 551
2018-03-10 17:30 | 560 | 554
2018-03-10 18:00 | 574 | 569
2018-03-10 18:30 | 592 | 587
2018-03-10 19:00 | 603 | 599
2018-03-10 19:30 | 582 | 578
2018-03-10 20:00 | 581 | 576
2018-03-10 20:30 | 593 | 588
2018-03-10 21:00 | 566 | 561
2018-03-10 21:30 | 523 | 510
2018-03-10 22:00 | 487 | 468
2018-03-10 22:30 | 477 | 457
2018-03-10 23:00 | 505 | 486
2018-03-10 23:30 | 480 | 453
2018-03-11 | 428 | 394
2018-03-11 00:30 | 383 | 342
2018-03-11 01:00 | 337 | 277
2018-03-11 01:30 | 327 | 258
2018-03-11 02:00 | 318 | 245
2018-03-11 02:30 | 310 | 232
2018-03-11 03:00 | 306 | 227
2018-03-11 03:30 | 306 | 230
2018-03-11 04:00 | 311 | 234
2018-03-11 04:30 | 310 | 234
2018-03-11 05:00 | 313 | 237
2018-03-11 05:30 | 316 | 241
2018-03-11 06:00 | 313 | 236
2018-03-11 06:30 | 316 | 241
2018-03-11 07:00 | 340 | 275
2018-03-11 07:30 | 333 | 269
2018-03-11 08:00 | 329 | 266
2018-03-11 08:30 | 329 | 267
2018-03-11 09:00 | 332 | 290
2018-03-11 09:30 | 339 | 306
2018-03-11 10:00 | 347 | 314
2018-03-11 10:30 | 347 | 315
2018-03-11 11:00 | 301 | 260
2018-03-11 11:30 | 312 | 275
2018-03-11 12:00 | 314 | 275
2018-03-11 12:30 | 294 | 252
2018-03-11 13:00 | 327 | 294
2018-03-11 13:30 | 345 | 314
2018-03-11 14:00 | 351 | 320
2018-03-11 14:30 | 360 | 331
2018-03-11 15:00 | 356 | 327
2018-03-11 15:30 | 375 | 347
2018-03-11 16:00 | 407 | 384
2018-03-11 16:30 | 458 | 439
2018-03-11 17:00 | 490 | 474
2018-03-11 17:30 | 496 | 479
2018-03-11 18:00 | 542 | 528
2018-03-11 18:30 | 580 | 568
2018-03-11 19:00 | 607 | 598
2018-03-11 19:30 | 604 | 593
2018-03-11 20:00 | 595 | 583
2018-03-11 20:30 | 587 | 575
2018-03-11 21:00 | 528 | 512
2018-03-11 21:30 | 515 | 498
2018-03-11 22:00 | 489 | 470
2018-03-11 22:30 | 517 | 498
2018-03-11 23:00 | 570 | 551
2018-03-11 23:30 | 526 | 504
2018-03-12 | 469 | 441
2018-03-12 00:30 | 401 | 363
2018-03-12 01:00 | 370 | 323
2018-03-12 01:30 | 369 | 315
2018-03-12 02:00 | 380 | 328
2018-03-12 02:30 | 370 | 314
2018-03-12 03:00 | 361 | 303
2018-03-12 03:30 | 358 | 300
2018-03-12 04:00 | 366 | 311
2018-03-12 04:30 | 373 | 320
2018-03-12 05:00 | 376 | 325
2018-03-12 05:30 | 367 | 317
2018-03-12 06:00 | 391 | 354
2018-03-12 06:30 | 433 | 408
2018-03-12 07:00 | 470 | 459
2018-03-12 07:30 | 466 | 455
2018-03-12 08:00 | 403 | 388
2018-03-12 08:30 | 360 | 340
2018-03-12 09:00 | 353 | 339
2018-03-12 09:30 | 362 | 349
2018-03-12 10:00 | 397 | 388
2018-03-12 10:30 | 373 | 362
2018-03-12 11:00 | 380 | 370
2018-03-12 11:30 | 383 | 373
2018-03-12 12:00 | 366 | 356
2018-03-12 12:30 | 372 | 362
2018-03-12 13:00 | 357 | 345
2018-03-12 13:30 | 360 | 348
2018-03-12 14:00 | 370 | 359
2018-03-12 14:30 | 405 | 397
2018-03-12 15:00 | 416 | 408
2018-03-12 15:30 | 467 | 461
2018-03-12 16:00 | 561 | 558
2018-03-12 16:30 | 589 | 586
2018-03-12 17:00 | 621 | 618
2018-03-12 17:30 | 646 | 643
2018-03-12 18:00 | 675 | 672
2018-03-12 18:30 | 710 | 708
2018-03-12 19:00 | 765 | 764
2018-03-12 19:30 | 739 | 737
2018-03-12 20:00 | 674 | 671
2018-03-12 20:30 | 645 | 642
2018-03-12 21:00 | 582 | 577
2018-03-12 21:30 | 512 | 500
2018-03-12 22:00 | 475 | 457
2018-03-12 22:30 | 528 | 512
2018-03-12 23:00 | 583 | 566
2018-03-12 23:30 | 507 | 485
2018-03-13 | 448 | 419
2018-03-13 00:30 | 411 | 376
2018-03-13 01:00 | 367 | 326
2018-03-13 01:30 | 343 | 298
2018-03-13 02:00 | 355 | 310
2018-03-13 02:30 | 347 | 301
2018-03-13 03:00 | 335 | 285
2018-03-13 03:30 | 331 | 282
2018-03-13 04:00 | 332 | 282
2018-03-13 04:30 | 333 | 284
2018-03-13 05:00 | 370 | 330
2018-03-13 05:30 | 400 | 367
2018-03-13 06:00 | 416 | 392
2018-03-13 06:30 | 475 | 461
2018-03-13 07:00 | 494 | 482
2018-03-13 07:30 | 493 | 486
2018-03-13 08:00 | 454 | 445
2018-03-13 08:30 | 462 | 454
2018-03-13 09:00 | 461 | 454
2018-03-13 09:30 | 466 | 459
2018-03-13 10:00 | 485 | 479
2018-03-13 10:30 | 475 | 469
2018-03-13 11:00 | 497 | 491
2018-03-13 11:30 | 493 | 488
2018-03-13 12:00 | 480 | 474
2018-03-13 12:30 | 454 | 446
2018-03-13 13:00 | 481 | 475
2018-03-13 13:30 | 465 | 458
2018-03-13 14:00 | 458 | 449
2018-03-13 14:30 | 478 | 470
2018-03-13 15:00 | 498 | 491
2018-03-13 15:30 | 554 | 549
2018-03-13 16:00 | 602 | 598
2018-03-13 16:30 | 611 | 608
2018-03-13 17:00 | 634 | 631
2018-03-13 17:30 | 602 | 598
2018-03-13 18:00 | 604 | 600
2018-03-13 18:30 | 643 | 639
2018-03-13 19:00 | 689 | 686
2018-03-13 19:30 | 671 | 668
2018-03-13 20:00 | 664 | 661
2018-03-13 20:30 | 657 | 653
2018-03-13 21:00 | 646 | 641
2018-03-13 21:30 | 587 | 577
2018-03-13 22:00 | 560 | 546
2018-03-13 22:30 | 567 | 552
2018-03-13 23:00 | 631 | 615
2018-03-13 23:30 | 562 | 540
2018-03-14 | 481 | 452
2018-03-14 00:30 | 410 | 372
2018-03-14 01:00 | 369 | 328
2018-03-14 01:30 | 349 | 305
2018-03-14 02:00 | 344 | 298
2018-03-14 02:30 | 366 | 323
2018-03-14 03:00 | 384 | 343
2018-03-14 03:30 | 382 | 341
2018-03-14 04:00 | 389 | 351
2018-03-14 04:30 | 393 | 354
2018-03-14 05:00 | 431 | 398
2018-03-14 05:30 | 481 | 455
2018-03-14 06:00 | 543 | 523
2018-03-14 06:30 | 586 | 569
2018-03-14 07:00 | 591 | 573
2018-03-14 07:30 | 601 | 587
2018-03-14 08:00 | 591 | 579
2018-03-14 08:30 | 579 | 566
2018-03-14 09:00 | 558 | 544
2018-03-14 09:30 | 528 | 514
2018-03-14 10:00 | 506 | 490
2018-03-14 10:30 | 451 | 432
2018-03-14 11:00 | 478 | 462
2018-03-14 11:30 | 604 | 594
2018-03-14 12:00 | 500 | 485
2018-03-14 12:30 | 479 | 463
2018-03-14 13:00 | 484 | 467
2018-03-14 13:30 | 504 | 490
2018-03-14 14:00 | 483 | 468
2018-03-14 14:30 | 471 | 459
2018-03-14 15:00 | 484 | 473
2018-03-14 15:30 | 486 | 475
2018-03-14 16:00 | 498 | 487
2018-03-14 16:30 | 541 | 532
2018-03-14 17:00 | 591 | 584
2018-03-14 17:30 | 629 | 622
2018-03-14 18:00 | 641 | 635
2018-03-14 18:30 | 678 | 673
2018-03-14 19:00 | 696 | 692
2018-03-14 19:30 | 680 | 675
2018-03-14 20:00 | 677 | 672
2018-03-14 20:30 | 679 | 673
2018-03-14 21:00 | 642 | 635
2018-03-14 21:30 | 605 | 594
2018-03-14 22:00 | 581 | 569
2018-03-14 22:30 | 590 | 578
2018-03-14 23:00 | 637 | 626
2018-03-14 23:30 | 585 | 568
2018-03-15 | 494 | 468
2018-03-15 00:30 | 430 | 397
2018-03-15 01:00 | 399 | 362
2018-03-15 01:30 | 415 | 379
2018-03-15 02:00 | 417 | 376
2018-03-15 02:30 | 411 | 362
2018-03-15 03:00 | 402 | 351
2018-03-15 03:30 | 400 | 349
2018-03-15 04:00 | 388 | 335
2018-03-15 04:30 | 406 | 359
2018-03-15 05:00 | 421 | 378
2018-03-15 05:30 | 472 | 439
2018-03-15 06:00 | 517 | 494
2018-03-15 06:30 | 551 | 540
2018-03-15 07:00 | 559 | 552
2018-03-15 07:30 | 500 | 494
2018-03-15 08:00 | 465 | 458
2018-03-15 08:30 | 430 | 422
2018-03-15 09:00 | 450 | 442
2018-03-15 09:30 | 484 | 478
2018-03-15 10:00 | 404 | 394
2018-03-15 10:30 | 366 | 355
2018-03-15 11:00 | 392 | 381
2018-03-15 11:30 | 424 | 410
2018-03-15 12:00 | 413 | 399
2018-03-15 12:30 | 411 | 398
2018-03-15 13:00 | 402 | 388
2018-03-15 13:30 | 365 | 348
2018-03-15 14:00 | 366 | 349
2018-03-15 14:30 | 360 | 342
2018-03-15 15:00 | 368 | 361
2018-03-15 15:30 | 392 | 385
2018-03-15 16:00 | 442 | 439
2018-03-15 16:30 | 497 | 495
2018-03-15 17:00 | 543 | 541
2018-03-15 17:30 | 593 | 590
2018-03-15 18:00 | 613 | 610
2018-03-15 18:30 | 602 | 602
2018-03-15 19:00 | 603 | 602
2018-03-15 19:30 | 598 | 597
2018-03-15 20:00 | 607 | 607
2018-03-15 20:30 | 577 | 576
2018-03-15 21:00 | 557 | 554
2018-03-15 21:30 | 558 | 552
2018-03-15 22:00 | 555 | 543
2018-03-15 22:30 | 564 | 551
2018-03-15 23:00 | 609 | 597
2018-03-15 23:30 | 577 | 563
2018-03-16 | 496 | 477
2018-03-16 00:30 | 425 | 398
2018-03-16 01:00 | 382 | 351
2018-03-16 01:30 | 385 | 352
2018-03-16 02:00 | 384 | 342
2018-03-16 02:30 | 379 | 335
2018-03-16 03:00 | 374 | 327
2018-03-16 03:30 | 366 | 320
2018-03-16 04:00 | 372 | 326
2018-03-16 04:30 | 369 | 327
2018-03-16 05:00 | 420 | 392
2018-03-16 05:30 | 461 | 439
2018-03-16 06:00 | 456 | 434
2018-03-16 06:30 | 483 | 469
2018-03-16 07:00 | 476 | 463
2018-03-16 07:30 | 443 | 428
2018-03-16 08:00 | 402 | 384
2018-03-16 08:30 | 378 | 359
2018-03-16 09:00 | 383 | 364
2018-03-16 09:30 | 339 | 317
2018-03-16 10:00 | 310 | 286
2018-03-16 10:30 | 298 | 271
2018-03-16 11:00 | 339 | 318
2018-03-16 11:30 | 343 | 323
2018-03-16 12:00 | 400 | 386
2018-03-16 12:30 | 375 | 359
2018-03-16 13:00 | 350 | 332
2018-03-16 13:30 | 347 | 327
2018-03-16 14:00 | 421 | 407
2018-03-16 14:30 | 456 | 444
2018-03-16 15:00 | 468 | 457
2018-03-16 15:30 | 513 | 503
2018-03-16 16:00 | 574 | 566
2018-03-16 16:30 | 597 | 590
2018-03-16 17:00 | 656 | 651
2018-03-16 17:30 | 686 | 682
2018-03-16 18:00 | 683 | 678
2018-03-16 18:30 | 666 | 660
2018-03-16 19:00 | 702 | 698
2018-03-16 19:30 | 673 | 667
2018-03-16 20:00 | 634 | 626
2018-03-16 20:30 | 595 | 587
2018-03-16 21:00 | 562 | 552
2018-03-16 21:30 | 524 | 509
2018-03-16 22:00 | 496 | 476
2018-03-16 22:30 | 588 | 575
2018-03-16 23:00 | 618 | 607
2018-03-16 23:30 | 537 | 521
2018-03-17 | 511 | 491
2018-03-17 00:30 | 469 | 446
2018-03-17 01:00 | 422 | 394
2018-03-17 01:30 | 381 | 348
2018-03-17 02:00 | 394 | 362
2018-03-17 02:30 | 396 | 356
2018-03-17 03:00 | 402 | 361
2018-03-17 03:30 | 390 | 345
2018-03-17 04:00 | 376 | 329
2018-03-17 04:30 | 383 | 334
2018-03-17 05:00 | 395 | 340
2018-03-17 05:30 | 388 | 333
2018-03-17 06:00 | 370 | 324
2018-03-17 06:30 | 392 | 352
2018-03-17 07:00 | 424 | 390
2018-03-17 07:30 | 415 | 390
2018-03-17 08:00 | 364 | 343
2018-03-17 08:30 | 350 | 334
2018-03-17 09:00 | 356 | 341
2018-03-17 09:30 | 359 | 344
2018-03-17 10:00 | 370 | 356
2018-03-17 10:30 | 375 | 361
2018-03-17 11:00 | 379 | 365
2018-03-17 11:30 | 389 | 376
2018-03-17 12:00 | 397 | 386
2018-03-17 12:30 | 401 | 390
2018-03-17 13:00 | 378 | 365
2018-03-17 13:30 | 348 | 332
2018-03-17 14:00 | 404 | 393
2018-03-17 14:30 | 409 | 399
2018-03-17 15:00 | 431 | 422
2018-03-17 15:30 | 477 | 470
2018-03-17 16:00 | 544 | 539
2018-03-17 16:30 | 624 | 620
2018-03-17 17:00 | 666 | 663
2018-03-17 17:30 | 668 | 665
2018-03-17 18:00 | 717 | 714
2018-03-17 18:30 | 769 | 767
2018-03-17 19:00 | 755 | 753
2018-03-17 19:30 | 724 | 721
2018-03-17 20:00 | 697 | 694
2018-03-17 20:30 | 667 | 663
2018-03-17 21:00 | 642 | 638
2018-03-17 21:30 | 612 | 603
2018-03-17 22:00 | 625 | 614
2018-03-17 22:30 | 637 | 625
2018-03-17 23:00 | 603 | 591
2018-03-17 23:30 | 594 | 580
2018-03-18 | 558 | 537
2018-03-18 00:30 | 527 | 503
2018-03-18 01:00 | 486 | 451
2018-03-18 01:30 | 476 | 427
2018-03-18 02:00 | 490 | 451
2018-03-18 02:30 | 479 | 438
2018-03-18 03:00 | 469 | 426
2018-03-18 03:30 | 463 | 418
2018-03-18 04:00 | 441 | 393
2018-03-18 04:30 | 433 | 383
2018-03-18 05:00 | 437 | 388
2018-03-18 05:30 | 486 | 444
2018-03-18 06:00 | 472 | 428
2018-03-18 06:30 | 449 | 403
2018-03-18 07:00 | 451 | 406
2018-03-18 07:30 | 543 | 511
2018-03-18 08:00 | 592 | 564
2018-03-18 08:30 | 602 | 577
2018-03-18 09:00 | 560 | 538
2018-03-18 09:30 | 563 | 542
2018-03-18 10:00 | 603 | 585
2018-03-18 10:30 | 606 | 593
2018-03-18 11:00 | 554 | 538
2018-03-18 11:30 | 536 | 520
2018-03-18 12:00 | 569 | 556
2018-03-18 12:30 | 584 | 576
2018-03-18 13:00 | 559 | 549
2018-03-18 13:30 | 565 | 556
2018-03-18 14:00 | 568 | 559
2018-03-18 14:30 | 580 | 572
2018-03-18 15:00 | 575 | 567
2018-03-18 15:30 | 635 | 629
2018-03-18 16:00 | 630 | 623
2018-03-18 16:30 | 688 | 683
2018-03-18 17:00 | 731 | 727
2018-03-18 17:30 | 746 | 744
2018-03-18 18:00 | 788 | 786
2018-03-18 18:30 | 785 | 784
2018-03-18 19:00 | 829 | 829
2018-03-18 19:30 | 775 | 773
2018-03-18 20:00 | 720 | 717
2018-03-18 20:30 | 731 | 729
2018-03-18 21:00 | 697 | 693
2018-03-18 21:30 | 708 | 697
2018-03-18 22:00 | 722 | 706
2018-03-18 22:30 | 739 | 722
2018-03-18 23:00 | 757 | 741
2018-03-18 23:30 | 646 | 624
2018-03-19 | 600 | 574
2018-03-19 00:30 | 568 | 539
2018-03-19 01:00 | 542 | 511
2018-03-19 01:30 | 520 | 484
2018-03-19 02:00 | 528 | 493
2018-03-19 02:30 | 505 | 461
2018-03-19 03:00 | 498 | 448
2018-03-19 03:30 | 487 | 436
2018-03-19 04:00 | 470 | 416
2018-03-19 04:30 | 449 | 392
2018-03-19 05:00 | 455 | 401
2018-03-19 05:30 | 482 | 442
2018-03-19 06:00 | 512 | 488
2018-03-19 06:30 | 558 | 545
2018-03-19 07:00 | 598 | 589
2018-03-19 07:30 | 588 | 581
2018-03-19 08:00 | 559 | 552
2018-03-19 08:30 | 556 | 551
2018-03-19 09:00 | 533 | 529
2018-03-19 09:30 | 587 | 584
2018-03-19 10:00 | 600 | 598
2018-03-19 10:30 | 627 | 625
2018-03-19 11:00 | 650 | 648
2018-03-19 11:30 | 658 | 657
2018-03-19 12:00 | 634 | 632
2018-03-19 12:30 | 609 | 603
2018-03-19 13:00 | 621 | 616
2018-03-19 13:30 | 641 | 637
2018-03-19 14:00 | 682 | 679
2018-03-19 14:30 | 726 | 724
2018-03-19 15:00 | 751 | 749
2018-03-19 15:30 | 795 | 793
2018-03-19 16:00 | 821 | 820
2018-03-19 16:30 | 808 | 806
2018-03-19 17:00 | 852 | 850
2018-03-19 17:30 | 840 | 838
2018-03-19 18:00 | 839 | 836
2018-03-19 18:30 | 850 | 848
2018-03-19 19:00 | 952 | 951
2018-03-19 19:30 | 920 | 918
2018-03-19 20:00 | 906 | 904
2018-03-19 20:30 | 856 | 854
2018-03-19 21:00 | 751 | 749
2018-03-19 21:30 | 677 | 669
2018-03-19 22:00 | 695 | 686
2018-03-19 22:30 | 749 | 742
2018-03-19 23:00 | 789 | 783
2018-03-19 23:30 | 702 | 692
2018-03-20 | 643 | 630
2018-03-20 00:30 | 571 | 554
2018-03-20 01:00 | 547 | 529
2018-03-20 01:30 | 509 | 489
2018-03-20 02:00 | 498 | 476
2018-03-20 02:30 | 467 | 441
2018-03-20 03:00 | 466 | 440
2018-03-20 03:30 | 461 | 436
2018-03-20 04:00 | 437 | 409
2018-03-20 04:30 | 456 | 429
2018-03-20 05:00 | 467 | 443
2018-03-20 05:30 | 550 | 533
2018-03-20 06:00 | 571 | 556
2018-03-20 06:30 | 548 | 541
2018-03-20 07:00 | 580 | 575
2018-03-20 07:30 | 533 | 527
2018-03-20 08:00 | 508 | 502
2018-03-20 08:30 | 537 | 532
2018-03-20 09:00 | 614 | 610
2018-03-20 09:30 | 624 | 621
2018-03-20 10:00 | 635 | 632
2018-03-20 10:30 | 616 | 613
2018-03-20 11:00 | 589 | 585
2018-03-20 11:30 | 568 | 564
2018-03-20 12:00 | 503 | 498
2018-03-20 12:30 | 464 | 457
2018-03-20 13:00 | 487 | 480
2018-03-20 13:30 | 526 | 517
2018-03-20 14:00 | 571 | 565
2018-03-20 14:30 | 615 | 610
2018-03-20 15:00 | 663 | 659
2018-03-20 15:30 | 691 | 687
2018-03-20 16:00 | 762 | 759
2018-03-20 16:30 | 793 | 791
2018-03-20 17:00 | 857 | 855
2018-03-20 17:30 | 854 | 852
2018-03-20 18:00 | 843 | 840
2018-03-20 18:30 | 851 | 849
2018-03-20 19:00 | 889 | 887
2018-03-20 19:30 | 856 | 853
2018-03-20 20:00 | 843 | 840
2018-03-20 20:30 | 801 | 798
2018-03-20 21:00 | 715 | 712
2018-03-20 21:30 | 681 | 673
2018-03-20 22:00 | 669 | 660
2018-03-20 22:30 | 709 | 701
2018-03-20 23:00 | 773 | 766
2018-03-20 23:30 | 711 | 702
2018-03-21 | 649 | 637
2018-03-21 00:30 | 597 | 582
2018-03-21 01:00 | 583 | 567
2018-03-21 01:30 | 599 | 584
2018-03-21 02:00 | 613 | 596
2018-03-21 02:30 | 574 | 548
2018-03-21 03:00 | 578 | 553
2018-03-21 03:30 | 569 | 543
2018-03-21 04:00 | 523 | 494
2018-03-21 04:30 | 491 | 461
2018-03-21 05:00 | 468 | 437
2018-03-21 05:30 | 482 | 458
2018-03-21 06:00 | 482 | 464
2018-03-21 06:30 | 570 | 557
2018-03-21 07:00 | 626 | 619
2018-03-21 07:30 | 647 | 642
2018-03-21 08:00 | 637 | 632
2018-03-21 08:30 | 655 | 650
2018-03-21 09:00 | 696 | 692
2018-03-21 09:30 | 733 | 729
2018-03-21 10:00 | 722 | 718
2018-03-21 10:30 | 706 | 702
2018-03-21 11:00 | 661 | 655
2018-03-21 11:30 | 686 | 681
2018-03-21 12:00 | 684 | 679
2018-03-21 12:30 | 679 | 674
2018-03-21 13:00 | 626 | 620
2018-03-21 13:30 | 630 | 624
2018-03-21 14:00 | 632 | 626
2018-03-21 14:30 | 642 | 636
2018-03-21 15:00 | 650 | 644
2018-03-21 15:30 | 671 | 666
2018-03-21 16:00 | 671 | 666
2018-03-21 16:30 | 674 | 669
2018-03-21 17:00 | 713 | 708
2018-03-21 17:30 | 720 | 715
2018-03-21 18:00 | 722 | 717
2018-03-21 18:30 | 737 | 733
2018-03-21 19:00 | 791 | 788
2018-03-21 19:30 | 783 | 780
2018-03-21 20:00 | 759 | 754
2018-03-21 20:30 | 690 | 684
2018-03-21 21:00 | 638 | 631
2018-03-21 21:30 | 615 | 604
2018-03-21 22:00 | 604 | 591
2018-03-21 22:30 | 606 | 593
2018-03-21 23:00 | 643 | 632
2018-03-21 23:30 | 581 | 566
2018-03-22 | 518 | 498
2018-03-22 00:30 | 472 | 447
2018-03-22 01:00 | 441 | 414
2018-03-22 01:30 | 487 | 466
2018-03-22 02:00 | 485 | 463
2018-03-22 02:30 | 425 | 397
2018-03-22 03:00 | 354 | 316
2018-03-22 03:30 | 318 | 276
2018-03-22 04:00 | 299 | 258
2018-03-22 04:30 | 323 | 290
2018-03-22 05:00 | 358 | 331
2018-03-22 05:30 | 407 | 384
2018-03-22 06:00 | 427 | 405
2018-03-22 06:30 | 529 | 515
2018-03-22 07:00 | 495 | 480
2018-03-22 07:30 | 480 | 466
2018-03-22 08:00 | 469 | 457
2018-03-22 08:30 | 483 | 473
2018-03-22 09:00 | 510 | 502
2018-03-22 09:30 | 512 | 503
2018-03-22 10:00 | 514 | 505
2018-03-22 10:30 | 488 | 479
2018-03-22 11:00 | 501 | 493
2018-03-22 11:30 | 492 | 482
2018-03-22 12:00 | 476 | 466
2018-03-22 12:30 | 454 | 443
2018-03-22 13:00 | 480 | 471
2018-03-22 13:30 | 499 | 490
2018-03-22 14:00 | 526 | 518
2018-03-22 14:30 | 535 | 527
2018-03-22 15:00 | 561 | 553
2018-03-22 15:30 | 571 | 564
2018-03-22 16:00 | 587 | 581
2018-03-22 16:30 | 611 | 605
2018-03-22 17:00 | 627 | 621
2018-03-22 17:30 | 618 | 611
2018-03-22 18:00 | 649 | 643
2018-03-22 18:30 | 719 | 715
2018-03-22 19:00 | 787 | 784
2018-03-22 19:30 | 775 | 771
2018-03-22 20:00 | 748 | 743
2018-03-22 20:30 | 721 | 716
2018-03-22 21:00 | 671 | 664
2018-03-22 21:30 | 628 | 617
2018-03-22 22:00 | 602 | 589
2018-03-22 22:30 | 627 | 615
2018-03-22 23:00 | 639 | 628
2018-03-22 23:30 | 559 | 542
2018-03-23 | 504 | 481
2018-03-23 00:30 | 448 | 412
2018-03-23 01:00 | 411 | 372
2018-03-23 01:30 | 428 | 395
2018-03-23 02:00 | 442 | 406
2018-03-23 02:30 | 422 | 384
2018-03-23 03:00 | 392 | 349
2018-03-23 03:30 | 383 | 339
2018-03-23 04:00 | 401 | 361
2018-03-23 04:30 | 421 | 383
2018-03-23 05:00 | 460 | 429
2018-03-23 05:30 | 473 | 445
2018-03-23 06:00 | 515 | 491
2018-03-23 06:30 | 548 | 537
2018-03-23 07:00 | 525 | 514
2018-03-23 07:30 | 526 | 516
2018-03-23 08:00 | 538 | 528
2018-03-23 08:30 | 528 | 517
2018-03-23 09:00 | 555 | 545
2018-03-23 09:30 | 554 | 544
2018-03-23 10:00 | 540 | 530
2018-03-23 10:30 | 566 | 557
2018-03-23 11:00 | 527 | 517
2018-03-23 11:30 | 550 | 541
2018-03-23 12:00 | 543 | 533
2018-03-23 12:30 | 510 | 497
2018-03-23 13:00 | 495 | 482
2018-03-23 13:30 | 439 | 420
2018-03-23 14:00 | 387 | 364
2018-03-23 14:30 | 424 | 407
2018-03-23 15:00 | 448 | 433
2018-03-23 15:30 | 507 | 495
2018-03-23 16:00 | 630 | 623
2018-03-23 16:30 | 641 | 634
2018-03-23 17:00 | 690 | 685
2018-03-23 17:30 | 700 | 695
2018-03-23 18:00 | 688 | 682
2018-03-23 18:30 | 707 | 702
2018-03-23 19:00 | 741 | 736
2018-03-23 19:30 | 703 | 698
2018-03-23 20:00 | 676 | 669
2018-03-23 20:30 | 653 | 644
2018-03-23 21:00 | 601 | 590
2018-03-23 21:30 | 551 | 535
2018-03-23 22:00 | 528 | 511
2018-03-23 22:30 | 571 | 557
2018-03-23 23:00 | 645 | 634
2018-03-23 23:30 | 601 | 587
2018-03-24 | 548 | 527
2018-03-24 00:30 | 485 | 456
2018-03-24 01:00 | 470 | 439
2018-03-24 01:30 | 447 | 414
2018-03-24 02:00 | 451 | 418
2018-03-24 02:30 | 442 | 407
2018-03-24 03:00 | 436 | 400
2018-03-24 03:30 | 416 | 379
2018-03-24 04:00 | 406 | 367
2018-03-24 04:30 | 387 | 346
2018-03-24 05:00 | 410 | 373
2018-03-24 05:30 | 407 | 371
2018-03-24 06:00 | 408 | 372
2018-03-24 06:30 | 411 | 376
2018-03-24 07:00 | 408 | 376
2018-03-24 07:30 | 420 | 405
2018-03-24 08:00 | 407 | 390
2018-03-24 08:30 | 353 | 338
2018-03-24 09:00 | 465 | 458
2018-03-24 09:30 | 460 | 451
2018-03-24 10:00 | 457 | 447
2018-03-24 10:30 | 474 | 466
2018-03-24 11:00 | 479 | 471
2018-03-24 11:30 | 457 | 447
2018-03-24 12:00 | 475 | 466
2018-03-24 12:30 | 458 | 449
2018-03-24 13:00 | 442 | 431
2018-03-24 13:30 | 449 | 439
2018-03-24 14:00 | 430 | 418
2018-03-24 14:30 | 429 | 417
2018-03-24 15:00 | 469 | 460
2018-03-24 15:30 | 508 | 501
2018-03-24 16:00 | 508 | 500
2018-03-24 16:30 | 548 | 543
2018-03-24 17:00 | 561 | 556
2018-03-24 17:30 | 603 | 598
2018-03-24 18:00 | 639 | 636
2018-03-24 18:30 | 650 | 648
2018-03-24 19:00 | 689 | 687
2018-03-24 19:30 | 690 | 687
2018-03-24 20:00 | 693 | 690
2018-03-24 20:30 | 669 | 666
2018-03-24 21:00 | 611 | 606
2018-03-24 21:30 | 586 | 573
2018-03-24 22:00 | 569 | 555
2018-03-24 22:30 | 573 | 558
2018-03-24 23:00 | 608 | 596
2018-03-24 23:30 | 587 | 573
2018-03-25 | 546 | 527
2018-03-25 00:30 | 494 | 465
2018-03-25 01:00 | 492 | 463
2018-03-25 01:30 | 489 | 450
2018-03-25 02:00 | 491 | 451
2018-03-25 02:30 | 471 | 429
2018-03-25 03:00 | 458 | 414
2018-03-25 03:30 | 494 | 455
2018-03-25 04:00 | 522 | 486
2018-03-25 04:30 | 524 | 489
2018-03-25 05:00 | 519 | 483
2018-03-25 05:30 | 420 | 369
2018-03-25 06:00 | 405 | 351
2018-03-25 06:30 | 407 | 356
2018-03-25 07:00 | 417 | 369
2018-03-25 07:30 | 417 | 371
2018-03-25 08:00 | 454 | 415
2018-03-25 08:30 | 493 | 460
2018-03-25 09:00 | 498 | 476
2018-03-25 09:30 | 548 | 534
2018-03-25 10:00 | 578 | 565
2018-03-25 10:30 | 593 | 581
2018-03-25 11:00 | 593 | 580
2018-03-25 11:30 | 580 | 569
2018-03-25 12:00 | 564 | 557
2018-03-25 12:30 | 578 | 566
2018-03-25 13:00 | 547 | 532
2018-03-25 13:30 | 557 | 544
2018-03-25 14:00 | 557 | 544
2018-03-25 14:30 | 554 | 542
2018-03-25 15:00 | 559 | 546
2018-03-25 15:30 | 583 | 572
2018-03-25 16:00 | 589 | 579
2018-03-25 16:30 | 617 | 609
2018-03-25 17:00 | 641 | 634
2018-03-25 17:30 | 664 | 658
2018-03-25 18:00 | 718 | 713
2018-03-25 18:30 | 741 | 738
2018-03-25 19:00 | 797 | 792
2018-03-25 19:30 | 790 | 784
2018-03-25 20:00 | 837 | 831
2018-03-25 20:30 | 817 | 811
2018-03-25 21:00 | 777 | 770
2018-03-25 21:30 | 781 | 776
2018-03-25 22:00 | 776 | 770
2018-03-25 22:30 | 757 | 751
2018-03-25 23:00 | 746 | 738
2018-03-25 23:30 | 678 | 668
2018-03-26 | 608 | 595
2018-03-26 00:30 | 540 | 523
2018-03-26 01:00 | 497 | 479
2018-03-26 01:30 | 492 | 473
2018-03-26 02:00 | 490 | 468
2018-03-26 02:30 | 482 | 460
2018-03-26 03:00 | 555 | 538
2018-03-26 03:30 | 549 | 532
2018-03-26 04:00 | 504 | 483
2018-03-26 04:30 | 417 | 391
2018-03-26 05:00 | 433 | 410
2018-03-26 05:30 | 439 | 419
2018-03-26 06:00 | 406 | 386
2018-03-26 06:30 | 438 | 430
2018-03-26 07:00 | 454 | 448
2018-03-26 07:30 | 477 | 472
2018-03-26 08:00 | 475 | 470
2018-03-26 08:30 | 472 | 469
2018-03-26 09:00 | 485 | 482
2018-03-26 09:30 | 497 | 492
2018-03-26 10:00 | 535 | 533
2018-03-26 10:30 | 590 | 589
2018-03-26 11:00 | 573 | 572
2018-03-26 11:30 | 585 | 584
2018-03-26 12:00 | 612 | 611
2018-03-26 12:30 | 658 | 658
2018-03-26 13:00 | 725 | 724
2018-03-26 13:30 | 795 | 795
2018-03-26 14:00 | 817 | 817
2018-03-26 14:30 | 848 | 848
2018-03-26 15:00 | 855 | 854
2018-03-26 15:30 | 880 | 880
2018-03-26 16:00 | 918 | 918
2018-03-26 16:30 | 926 | 926
2018-03-26 17:00 | 941 | 941
2018-03-26 17:30 | 921 | 920
2018-03-26 18:00 | 927 | 926
2018-03-26 18:30 | 919 | 919
2018-03-26 19:00 | 932 | 931
2018-03-26 19:30 | 905 | 904
2018-03-26 20:00 | 857 | 855
2018-03-26 20:30 | 823 | 820
2018-03-26 21:00 | 754 | 751
2018-03-26 21:30 | 649 | 646
2018-03-26 22:00 | 630 | 621
2018-03-26 22:30 | 685 | 677
2018-03-26 23:00 | 703 | 694
2018-03-26 23:30 | 610 | 599
2018-03-27 | 527 | 511
2018-03-27 00:30 | 453 | 431
2018-03-27 01:00 | 417 | 393
2018-03-27 01:30 | 420 | 395
2018-03-27 02:00 | 434 | 415
2018-03-27 02:30 | 419 | 392
2018-03-27 03:00 | 407 | 379
2018-03-27 03:30 | 403 | 376
2018-03-27 04:00 | 402 | 375
2018-03-27 04:30 | 408 | 382
2018-03-27 05:00 | 425 | 402
2018-03-27 05:30 | 446 | 429
2018-03-27 06:00 | 483 | 472
2018-03-27 06:30 | 590 | 586
2018-03-27 07:00 | 638 | 635
2018-03-27 07:30 | 694 | 691
2018-03-27 08:00 | 716 | 713
2018-03-27 08:30 | 757 | 754
2018-03-27 09:00 | 773 | 769
2018-03-27 09:30 | 776 | 773
2018-03-27 10:00 | 787 | 783
2018-03-27 10:30 | 793 | 789
2018-03-27 11:00 | 801 | 798
2018-03-27 11:30 | 807 | 804
2018-03-27 12:00 | 807 | 803
2018-03-27 12:30 | 764 | 759
2018-03-27 13:00 | 735 | 730
2018-03-27 13:30 | 680 | 673
2018-03-27 14:00 | 678 | 670
2018-03-27 14:30 | 690 | 683
2018-03-27 15:00 | 729 | 724
2018-03-27 15:30 | 744 | 740
2018-03-27 16:00 | 779 | 775
2018-03-27 16:30 | 802 | 798
2018-03-27 17:00 | 828 | 824
2018-03-27 17:30 | 826 | 821
2018-03-27 18:00 | 813 | 809
2018-03-27 18:30 | 843 | 839
2018-03-27 19:00 | 867 | 863
2018-03-27 19:30 | 810 | 804
2018-03-27 20:00 | 776 | 771
2018-03-27 20:30 | 734 | 730
2018-03-27 21:00 | 685 | 680
2018-03-27 21:30 | 581 | 573
2018-03-27 22:00 | 560 | 550
2018-03-27 22:30 | 670 | 663
2018-03-27 23:00 | 737 | 732
2018-03-27 23:30 | 696 | 688
2018-03-28 | 652 | 643
2018-03-28 00:30 | 596 | 584
2018-03-28 01:00 | 541 | 526
2018-03-28 01:30 | 522 | 507
2018-03-28 02:00 | 540 | 524
2018-03-28 02:30 | 567 | 553
2018-03-28 03:00 | 578 | 564
2018-03-28 03:30 | 549 | 531
2018-03-28 04:00 | 553 | 533
2018-03-28 04:30 | 529 | 507
2018-03-28 05:00 | 515 | 495
2018-03-28 05:30 | 559 | 544
2018-03-28 06:00 | 585 | 572
2018-03-28 06:30 | 586 | 574
2018-03-28 07:00 | 595 | 586
2018-03-28 07:30 | 612 | 604
2018-03-28 08:00 | 617 | 609
2018-03-28 08:30 | 611 | 600
2018-03-28 09:00 | 602 | 592
2018-03-28 09:30 | 585 | 575
2018-03-28 10:00 | 611 | 603
2018-03-28 10:30 | 598 | 589
2018-03-28 11:00 | 573 | 564
2018-03-28 11:30 | 560 | 550
2018-03-28 12:00 | 579 | 569
2018-03-28 12:30 | 562 | 551
2018-03-28 13:00 | 567 | 558
2018-03-28 13:30 | 581 | 577
2018-03-28 14:00 | 604 | 601
2018-03-28 14:30 | 617 | 614
2018-03-28 15:00 | 628 | 626
2018-03-28 15:30 | 640 | 636
2018-03-28 16:00 | 689 | 684
2018-03-28 16:30 | 718 | 714
2018-03-28 17:00 | 739 | 735
2018-03-28 17:30 | 747 | 743
2018-03-28 18:00 | 726 | 721
2018-03-28 18:30 | 751 | 746
2018-03-28 19:00 | 788 | 784
2018-03-28 19:30 | 753 | 747
2018-03-28 20:00 | 710 | 707
2018-03-28 20:30 | 672 | 667
2018-03-28 21:00 | 621 | 615
2018-03-28 21:30 | 573 | 565
2018-03-28 22:00 | 538 | 528
2018-03-28 22:30 | 536 | 525
2018-03-28 23:00 | 606 | 597
2018-03-28 23:30 | 550 | 537
2018-03-29 | 471 | 453
2018-03-29 00:30 | 378 | 355
2018-03-29 01:00 | 345 | 317
2018-03-29 01:30 | 330 | 299
2018-03-29 02:00 | 349 | 321
2018-03-29 02:30 | 335 | 305
2018-03-29 03:00 | 314 | 280
2018-03-29 03:30 | 288 | 251
2018-03-29 04:00 | 285 | 246
2018-03-29 04:30 | 296 | 261
2018-03-29 05:00 | 327 | 299
2018-03-29 05:30 | 362 | 342
2018-03-29 06:00 | 400 | 381
2018-03-29 06:30 | 469 | 456
2018-03-29 07:00 | 523 | 515
2018-03-29 07:30 | 508 | 500
2018-03-29 08:00 | 524 | 516
2018-03-29 08:30 | 499 | 494
2018-03-29 09:00 | 512 | 507
2018-03-29 09:30 | 478 | 472
2018-03-29 10:00 | 466 | 459
2018-03-29 10:30 | 457 | 450
2018-03-29 11:00 | 476 | 470
2018-03-29 11:30 | 511 | 506
2018-03-29 12:00 | 536 | 531
2018-03-29 12:30 | 536 | 532
2018-03-29 13:00 | 535 | 530
2018-03-29 13:30 | 540 | 535
2018-03-29 14:00 | 533 | 527
2018-03-29 14:30 | 536 | 530
2018-03-29 15:00 | 519 | 513
2018-03-29 15:30 | 546 | 540
2018-03-29 16:00 | 570 | 565
2018-03-29 16:30 | 575 | 569
2018-03-29 17:00 | 603 | 599
2018-03-29 17:30 | 661 | 658
2018-03-29 18:00 | 646 | 642
2018-03-29 18:30 | 664 | 661
2018-03-29 19:00 | 678 | 675
2018-03-29 19:30 | 643 | 639
2018-03-29 20:00 | 635 | 631
2018-03-29 20:30 | 669 | 666
2018-03-29 21:00 | 617 | 613
2018-03-29 21:30 | 553 | 542
2018-03-29 22:00 | 562 | 545
2018-03-29 22:30 | 588 | 571
2018-03-29 23:00 | 651 | 636
2018-03-29 23:30 | 577 | 560
2018-03-30 | 487 | 464
2018-03-30 00:30 | 401 | 368
2018-03-30 01:00 | 367 | 334
2018-03-30 01:30 | 337 | 299
2018-03-30 02:00 | 311 | 279
2018-03-30 02:30 | 268 | 229
2018-03-30 03:00 | 272 | 234
2018-03-30 03:30 | 268 | 228
2018-03-30 04:00 | 266 | 224
2018-03-30 04:30 | 266 | 225
2018-03-30 05:00 | 278 | 241
2018-03-30 05:30 | 288 | 252
2018-03-30 06:00 | 291 | 256
2018-03-30 06:30 | 281 | 244
2018-03-30 07:00 | 256 | 211
2018-03-30 07:30 | 240 | 193
2018-03-30 08:00 | 234 | 188
2018-03-30 08:30 | 245 | 204
2018-03-30 09:00 | 280 | 248
2018-03-30 09:30 | 285 | 254
2018-03-30 10:00 | 267 | 231
2018-03-30 10:30 | 264 | 225
2018-03-30 11:00 | 228 | 199
2018-03-30 11:30 | 223 | 199
2018-03-30 12:00 | 245 | 226
2018-03-30 12:30 | 277 | 261
2018-03-30 13:00 | 281 | 267
2018-03-30 13:30 | 301 | 288
2018-03-30 14:00 | 301 | 287
2018-03-30 14:30 | 335 | 324
2018-03-30 15:00 | 358 | 347
2018-03-30 15:30 | 366 | 356
2018-03-30 16:00 | 362 | 351
2018-03-30 16:30 | 383 | 372
2018-03-30 17:00 | 421 | 413
2018-03-30 17:30 | 460 | 453
2018-03-30 18:00 | 488 | 483
2018-03-30 18:30 | 510 | 505
2018-03-30 19:00 | 539 | 534
2018-03-30 19:30 | 540 | 535
2018-03-30 20:00 | 507 | 500
2018-03-30 20:30 | 508 | 502
2018-03-30 21:00 | 500 | 494
2018-03-30 21:30 | 457 | 442
2018-03-30 22:00 | 461 | 444
2018-03-30 22:30 | 497 | 482
2018-03-30 23:00 | 540 | 527
2018-03-30 23:30 | 506 | 490
2018-03-31 | 432 | 410
2018-03-31 00:30 | 367 | 336
2018-03-31 01:00 | 343 | 304
2018-03-31 01:30 | 352 | 310
2018-03-31 02:00 | 349 | 307
2018-03-31 02:30 | 342 | 299
2018-03-31 03:00 | 321 | 277
2018-03-31 03:30 | 310 | 272
2018-03-31 04:00 | 313 | 276
2018-03-31 04:30 | 319 | 275
2018-03-31 05:00 | 340 | 298
2018-03-31 05:30 | 348 | 307
2018-03-31 06:00 | 351 | 313
2018-03-31 06:30 | 331 | 298
2018-03-31 07:00 | 289 | 247
2018-03-31 07:30 | 286 | 264
2018-03-31 08:00 | 291 | 273
2018-03-31 08:30 | 302 | 286
2018-03-31 09:00 | 324 | 311
2018-03-31 09:30 | 348 | 336
2018-03-31 10:00 | 376 | 365
2018-03-31 10:30 | 412 | 402
2018-03-31 11:00 | 414 | 405
2018-03-31 11:30 | 418 | 409
2018-03-31 12:00 | 406 | 397
2018-03-31 12:30 | 392 | 382
2018-03-31 13:00 | 401 | 392
2018-03-31 13:30 | 418 | 410
2018-03-31 14:00 | 458 | 451
2018-03-31 14:30 | 494 | 488
2018-03-31 15:00 | 515 | 510
2018-03-31 15:30 | 500 | 495
2018-03-31 16:00 | 510 | 505
2018-03-31 16:30 | 478 | 471
2018-03-31 17:00 | 512 | 506
2018-03-31 17:30 | 511 | 504
2018-03-31 18:00 | 557 | 552
2018-03-31 18:30 | 532 | 527
2018-03-31 19:00 | 518 | 511
2018-03-31 19:30 | 523 | 517
2018-03-31 20:00 | 517 | 509
2018-03-31 20:30 | 551 | 545
2018-03-31 21:00 | 528 | 521
2018-03-31 21:30 | 503 | 491
2018-03-31 22:00 | 482 | 465
2018-03-31 22:30 | 510 | 492
2018-03-31 23:00 | 515 | 493
2018-03-31 23:30 | 464 | 435
2018-04-01 | 427 | 384
2018-04-01 00:30 | 371 | 327
2018-04-01 01:00 | 405 | 350
2018-04-01 01:30 | 398 | 339
2018-04-01 02:00 | 389 | 328
2018-04-01 02:30 | 393 | 333
2018-04-01 03:00 | 375 | 308
2018-04-01 03:30 | 356 | 284
2018-04-01 04:00 | 358 | 285
2018-04-01 04:30 | 377 | 309
2018-04-01 05:00 | 377 | 310
2018-04-01 05:30 | 405 | 346
2018-04-01 06:00 | 384 | 318
2018-04-01 06:30 | 395 | 332
2018-04-01 07:00 | 406 | 348
2018-04-01 07:30 | 400 | 342
2018-04-01 08:00 | 387 | 327
2018-04-01 08:30 | 405 | 352
2018-04-01 09:00 | 416 | 380
2018-04-01 09:30 | 460 | 436
2018-04-01 10:00 | 485 | 461
2018-04-01 10:30 | 496 | 472
2018-04-01 11:00 | 470 | 445
2018-04-01 11:30 | 460 | 434
2018-04-01 12:00 | 423 | 393
2018-04-01 12:30 | 435 | 406
2018-04-01 13:00 | 472 | 447
2018-04-01 13:30 | 453 | 427
2018-04-01 14:00 | 451 | 426
2018-04-01 14:30 | 453 | 428
2018-04-01 15:00 | 460 | 435
2018-04-01 15:30 | 484 | 462
2018-04-01 16:00 | 493 | 482
2018-04-01 16:30 | 499 | 488
2018-04-01 17:00 | 505 | 494
2018-04-01 17:30 | 525 | 515
2018-04-01 18:00 | 541 | 532
2018-04-01 18:30 | 573 | 566
2018-04-01 19:00 | 568 | 559
2018-04-01 19:30 | 581 | 573
2018-04-01 20:00 | 581 | 572
2018-04-01 20:30 | 608 | 601
2018-04-01 21:00 | 581 | 574
2018-04-01 21:30 | 556 | 545
2018-04-01 22:00 | 577 | 565
2018-04-01 22:30 | 632 | 617
2018-04-01 23:00 | 672 | 659
2018-04-01 23:30 | 606 | 583
2018-04-02 | 533 | 499
2018-04-02 00:30 | 468 | 428
2018-04-02 01:00 | 458 | 418
2018-04-02 01:30 | 430 | 384
2018-04-02 02:00 | 417 | 367
2018-04-02 02:30 | 394 | 342
2018-04-02 03:00 | 388 | 337
2018-04-02 03:30 | 376 | 322
2018-04-02 04:00 | 367 | 312
2018-04-02 04:30 | 363 | 307
2018-04-02 05:00 | 390 | 342
2018-04-02 05:30 | 404 | 358
2018-04-02 06:00 | 395 | 354
2018-04-02 06:30 | 396 | 361
2018-04-02 07:00 | 421 | 390
2018-04-02 07:30 | 421 | 391
2018-04-02 08:00 | 409 | 379
2018-04-02 08:30 | 404 | 382
2018-04-02 09:00 | 445 | 426
2018-04-02 09:30 | 489 | 473
2018-04-02 10:00 | 486 | 471
2018-04-02 10:30 | 476 | 460
2018-04-02 11:00 | 474 | 457
2018-04-02 11:30 | 472 | 456
2018-04-02 12:00 | 476 | 459
2018-04-02 12:30 | 486 | 470
2018-04-02 13:00 | 515 | 500
2018-04-02 13:30 | 507 | 492
2018-04-02 14:00 | 474 | 457
2018-04-02 14:30 | 491 | 475
2018-04-02 15:00 | 475 | 458
2018-04-02 15:30 | 550 | 538
2018-04-02 16:00 | 596 | 587
2018-04-02 16:30 | 621 | 611
2018-04-02 17:00 | 633 | 623
2018-04-02 17:30 | 619 | 609
2018-04-02 18:00 | 609 | 599
2018-04-02 18:30 | 647 | 638
2018-04-02 19:00 | 697 | 690
2018-04-02 19:30 | 664 | 656
2018-04-02 20:00 | 632 | 622
2018-04-02 20:30 | 623 | 612
2018-04-02 21:00 | 592 | 580
2018-04-02 21:30 | 542 | 517
2018-04-02 22:00 | 549 | 522
2018-04-02 22:30 | 527 | 499
2018-04-02 23:00 | 538 | 511
2018-04-02 23:30 | 517 | 488
2018-04-03 | 473 | 438
2018-04-03 00:30 | 425 | 384
2018-04-03 01:00 | 398 | 352
2018-04-03 01:30 | 372 | 328
2018-04-03 02:00 | 369 | 320
2018-04-03 02:30 | 360 | 316
2018-04-03 03:00 | 349 | 305
2018-04-03 03:30 | 379 | 330
2018-04-03 04:00 | 413 | 370
2018-04-03 04:30 | 399 | 354
2018-04-03 05:00 | 418 | 377
2018-04-03 05:30 | 440 | 408
2018-04-03 06:00 | 485 | 463
2018-04-03 06:30 | 545 | 528
2018-04-03 07:00 | 557 | 542
2018-04-03 07:30 | 537 | 526
2018-04-03 08:00 | 484 | 474
2018-04-03 08:30 | 504 | 499
2018-04-03 09:00 | 508 | 504
2018-04-03 09:30 | 516 | 512
2018-04-03 10:00 | 469 | 463
2018-04-03 10:30 | 439 | 432
2018-04-03 11:00 | 435 | 428
2018-04-03 11:30 | 413 | 406
2018-04-03 12:00 | 449 | 443
2018-04-03 12:30 | 465 | 459
2018-04-03 13:00 | 473 | 468
2018-04-03 13:30 | 496 | 492
2018-04-03 14:00 | 509 | 505
2018-04-03 14:30 | 519 | 515
2018-04-03 15:00 | 558 | 555
2018-04-03 15:30 | 570 | 567
2018-04-03 16:00 | 589 | 586
2018-04-03 16:30 | 599 | 595
2018-04-03 17:00 | 641 | 638
2018-04-03 17:30 | 644 | 641
2018-04-03 18:00 | 643 | 640
2018-04-03 18:30 | 670 | 668
2018-04-03 19:00 | 710 | 708
2018-04-03 19:30 | 710 | 708
2018-04-03 20:00 | 677 | 674
2018-04-03 20:30 | 667 | 664
2018-04-03 21:00 | 589 | 585
2018-04-03 21:30 | 550 | 542
2018-04-03 22:00 | 559 | 548
2018-04-03 22:30 | 577 | 558
2018-04-03 23:00 | 601 | 583
2018-04-03 23:30 | 561 | 539
2018-04-04 | 493 | 463
2018-04-04 00:30 | 438 | 400
2018-04-04 01:00 | 451 | 409
2018-04-04 01:30 | 425 | 383
2018-04-04 02:00 | 420 | 377
2018-04-04 02:30 | 406 | 361
2018-04-04 03:00 | 392 | 345
2018-04-04 03:30 | 383 | 333
2018-04-04 04:00 | 363 | 310
2018-04-04 04:30 | 354 | 311
2018-04-04 05:00 | 386 | 351
2018-04-04 05:30 | 438 | 410
2018-04-04 06:00 | 537 | 519
2018-04-04 06:30 | 567 | 554
2018-04-04 07:00 | 576 | 564
2018-04-04 07:30 | 603 | 599
2018-04-04 08:00 | 612 | 609
2018-04-04 08:30 | 633 | 630
2018-04-04 09:00 | 641 | 639
2018-04-04 09:30 | 617 | 614
2018-04-04 10:00 | 596 | 592
2018-04-04 10:30 | 567 | 563
2018-04-04 11:00 | 589 | 585
2018-04-04 11:30 | 610 | 607
2018-04-04 12:00 | 608 | 605
2018-04-04 12:30 | 576 | 572
2018-04-04 13:00 | 567 | 562
2018-04-04 13:30 | 574 | 570
2018-04-04 14:00 | 561 | 557
2018-04-04 14:30 | 564 | 560
2018-04-04 15:00 | 604 | 600
2018-04-04 15:30 | 621 | 618
2018-04-04 16:00 | 643 | 641
2018-04-04 16:30 | 644 | 641
2018-04-04 17:00 | 637 | 633
2018-04-04 17:30 | 527 | 518
2018-04-04 18:00 | 542 | 535
2018-04-04 18:30 | 586 | 581
2018-04-04 19:00 | 608 | 604
2018-04-04 19:30 | 576 | 569
2018-04-04 20:00 | 558 | 550
2018-04-04 20:30 | 511 | 502
2018-04-04 21:00 | 454 | 443
2018-04-04 21:30 | 442 | 428
2018-04-04 22:00 | 436 | 414
2018-04-04 22:30 | 456 | 434
2018-04-04 23:00 | 487 | 468
2018-04-04 23:30 | 442 | 418
2018-04-05 | 385 | 353
2018-04-05 00:30 | 377 | 342
2018-04-05 01:00 | 411 | 365
2018-04-05 01:30 | 372 | 311
2018-04-05 02:00 | 432 | 378
2018-04-05 02:30 | 381 | 313
2018-04-05 03:00 | 358 | 298
2018-04-05 03:30 | 350 | 298
2018-04-05 04:00 | 351 | 300
2018-04-05 04:30 | 361 | 314
2018-04-05 05:00 | 383 | 340
2018-04-05 05:30 | 389 | 348
2018-04-05 06:00 | 431 | 407
2018-04-05 06:30 | 573 | 561
2018-04-05 07:00 | 580 | 575
2018-04-05 07:30 | 601 | 598
2018-04-05 08:00 | 618 | 614
2018-04-05 08:30 | 613 | 610
2018-04-05 09:00 | 609 | 605
2018-04-05 09:30 | 615 | 612
2018-04-05 10:00 | 610 | 607
2018-04-05 10:30 | 612 | 609
2018-04-05 11:00 | 592 | 589
2018-04-05 11:30 | 586 | 583
2018-04-05 12:00 | 583 | 580
2018-04-05 12:30 | 567 | 563
2018-04-05 13:00 | 587 | 583
2018-04-05 13:30 | 571 | 567
2018-04-05 14:00 | 594 | 591
2018-04-05 14:30 | 599 | 596
2018-04-05 15:00 | 608 | 604
2018-04-05 15:30 | 607 | 604
2018-04-05 16:00 | 618 | 615
2018-04-05 16:30 | 623 | 619
2018-04-05 17:00 | 645 | 642
2018-04-05 17:30 | 658 | 655
2018-04-05 18:00 | 681 | 679
2018-04-05 18:30 | 702 | 700
2018-04-05 19:00 | 680 | 677
2018-04-05 19:30 | 634 | 630
2018-04-05 20:00 | 594 | 588
2018-04-05 20:30 | 557 | 550
2018-04-05 21:00 | 516 | 508
2018-04-05 21:30 | 479 | 467
2018-04-05 22:00 | 499 | 482
2018-04-05 22:30 | 477 | 458
2018-04-05 23:00 | 485 | 466
2018-04-05 23:30 | 425 | 399
2018-04-06 | 346 | 310
2018-04-06 00:30 | 319 | 285
2018-04-06 01:00 | 359 | 331
2018-04-06 01:30 | 364 | 321
2018-04-06 02:00 | 350 | 290
2018-04-06 02:30 | 363 | 308
2018-04-06 03:00 | 354 | 296
2018-04-06 03:30 | 360 | 304
2018-04-06 04:00 | 359 | 304
2018-04-06 04:30 | 360 | 304
2018-04-06 05:00 | 386 | 338
2018-04-06 05:30 | 410 | 368
2018-04-06 06:00 | 504 | 474
2018-04-06 06:30 | 597 | 581
2018-04-06 07:00 | 628 | 615
2018-04-06 07:30 | 581 | 570
2018-04-06 08:00 | 604 | 595
2018-04-06 08:30 | 595 | 585
2018-04-06 09:00 | 580 | 570
2018-04-06 09:30 | 569 | 559
2018-04-06 10:00 | 581 | 571
2018-04-06 10:30 | 569 | 558
2018-04-06 11:00 | 566 | 554
2018-04-06 11:30 | 554 | 542
2018-04-06 12:00 | 548 | 536
2018-04-06 12:30 | 547 | 535
2018-04-06 13:00 | 559 | 548
2018-04-06 13:30 | 567 | 556
2018-04-06 14:00 | 555 | 544
2018-04-06 14:30 | 584 | 574
2018-04-06 15:00 | 580 | 570
2018-04-06 15:30 | 530 | 521
2018-04-06 16:00 | 521 | 516
2018-04-06 16:30 | 538 | 534
2018-04-06 17:00 | 566 | 562
2018-04-06 17:30 | 522 | 517
2018-04-06 18:00 | 523 | 518
2018-04-06 18:30 | 594 | 591
2018-04-06 19:00 | 587 | 584
2018-04-06 19:30 | 565 | 560
2018-04-06 20:00 | 530 | 525
2018-04-06 20:30 | 517 | 512
2018-04-06 21:00 | 494 | 488
2018-04-06 21:30 | 491 | 479
2018-04-06 22:00 | 474 | 454
2018-04-06 22:30 | 470 | 449
2018-04-06 23:00 | 513 | 497
2018-04-06 23:30 | 450 | 427
2018-04-07 | 401 | 373
2018-04-07 00:30 | 381 | 340
2018-04-07 01:00 | 370 | 327
2018-04-07 01:30 | 364 | 314
2018-04-07 02:00 | 366 | 311
2018-04-07 02:30 | 357 | 299
2018-04-07 03:00 | 343 | 280
2018-04-07 03:30 | 337 | 284
2018-04-07 04:00 | 346 | 300
2018-04-07 04:30 | 379 | 339
2018-04-07 05:00 | 376 | 329
2018-04-07 05:30 | 382 | 332
2018-04-07 06:00 | 391 | 343
2018-04-07 06:30 | 399 | 354
2018-04-07 07:00 | 384 | 354
2018-04-07 07:30 | 367 | 339
2018-04-07 08:00 | 366 | 338
2018-04-07 08:30 | 380 | 356
2018-04-07 09:00 | 379 | 356
2018-04-07 09:30 | 372 | 347
2018-04-07 10:00 | 364 | 337
2018-04-07 10:30 | 330 | 297
2018-04-07 11:00 | 324 | 291
2018-04-07 11:30 | 310 | 274
2018-04-07 12:00 | 310 | 273
2018-04-07 12:30 | 294 | 264
2018-04-07 13:00 | 295 | 275
2018-04-07 13:30 | 307 | 287
2018-04-07 14:00 | 305 | 285
2018-04-07 14:30 | 323 | 305
2018-04-07 15:00 | 324 | 306
2018-04-07 15:30 | 347 | 331
2018-04-07 16:00 | 369 | 355
2018-04-07 16:30 | 389 | 374
2018-04-07 17:00 | 420 | 407
2018-04-07 17:30 | 427 | 418
2018-04-07 18:00 | 445 | 437
2018-04-07 18:30 | 478 | 473
2018-04-07 19:00 | 504 | 501
2018-04-07 19:30 | 483 | 480
2018-04-07 20:00 | 482 | 478
2018-04-07 20:30 | 486 | 483
2018-04-07 21:00 | 445 | 440
2018-04-07 21:30 | 408 | 393
2018-04-07 22:00 | 394 | 377
2018-04-07 22:30 | 450 | 433
2018-04-07 23:00 | 476 | 459
2018-04-07 23:30 | 412 | 388
2018-04-08 | 390 | 358
2018-04-08 00:30 | 410 | 368
2018-04-08 01:00 | 423 | 375
2018-04-08 01:30 | 353 | 296
2018-04-08 02:00 | 400 | 344
2018-04-08 02:30 | 377 | 316
2018-04-08 03:00 | 378 | 333
2018-04-08 03:30 | 414 | 361
2018-04-08 04:00 | 427 | 371
2018-04-08 04:30 | 429 | 374
2018-04-08 05:00 | 430 | 374
2018-04-08 05:30 | 457 | 408
2018-04-08 06:00 | 504 | 462
2018-04-08 06:30 | 552 | 516
2018-04-08 07:00 | 546 | 509
2018-04-08 07:30 | 437 | 391
2018-04-08 08:00 | 391 | 343
2018-04-08 08:30 | 385 | 339
2018-04-08 09:00 | 361 | 321
2018-04-08 09:30 | 360 | 321
2018-04-08 10:00 | 370 | 332
2018-04-08 10:30 | 356 | 325
2018-04-08 11:00 | 381 | 356
2018-04-08 11:30 | 396 | 373
2018-04-08 12:00 | 378 | 354
2018-04-08 12:30 | 386 | 362
2018-04-08 13:00 | 393 | 370
2018-04-08 13:30 | 414 | 393
2018-04-08 14:00 | 404 | 382
2018-04-08 14:30 | 410 | 388
2018-04-08 15:00 | 426 | 406
2018-04-08 15:30 | 435 | 416
2018-04-08 16:00 | 449 | 433
2018-04-08 16:30 | 469 | 457
2018-04-08 17:00 | 521 | 512
2018-04-08 17:30 | 548 | 539
2018-04-08 18:00 | 605 | 599
2018-04-08 18:30 | 606 | 599
2018-04-08 19:00 | 594 | 587
2018-04-08 19:30 | 593 | 585
2018-04-08 20:00 | 591 | 582
2018-04-08 20:30 | 551 | 541
2018-04-08 21:00 | 510 | 497
2018-04-08 21:30 | 464 | 435
2018-04-08 22:00 | 475 | 448
2018-04-08 22:30 | 569 | 539
2018-04-08 23:00 | 591 | 562
2018-04-08 23:30 | 530 | 499
2018-04-09 | 481 | 449
2018-04-09 00:30 | 476 | 438
2018-04-09 01:00 | 464 | 417
2018-04-09 01:30 | 486 | 442
2018-04-09 02:00 | 510 | 470
2018-04-09 02:30 | 503 | 462
2018-04-09 03:00 | 475 | 438
2018-04-09 03:30 | 486 | 444
2018-04-09 04:00 | 457 | 407
2018-04-09 04:30 | 454 | 414
2018-04-09 05:00 | 474 | 437
2018-04-09 05:30 | 491 | 458
2018-04-09 06:00 | 540 | 514
2018-04-09 06:30 | 563 | 544
2018-04-09 07:00 | 594 | 583
2018-04-09 07:30 | 598 | 590
2018-04-09 08:00 | 588 | 581
2018-04-09 08:30 | 576 | 570
2018-04-09 09:00 | 557 | 552
2018-04-09 09:30 | 548 | 542
2018-04-09 10:00 | 564 | 559
2018-04-09 10:30 | 556 | 550
2018-04-09 11:00 | 550 | 544
2018-04-09 11:30 | 541 | 535
2018-04-09 12:00 | 554 | 548
2018-04-09 12:30 | 546 | 541
2018-04-09 13:00 | 533 | 526
2018-04-09 13:30 | 564 | 559
2018-04-09 14:00 | 575 | 569
2018-04-09 14:30 | 585 | 577
2018-04-09 15:00 | 609 | 601
2018-04-09 15:30 | 621 | 613
2018-04-09 16:00 | 649 | 641
2018-04-09 16:30 | 644 | 636
2018-04-09 17:00 | 658 | 650
2018-04-09 17:30 | 580 | 566
2018-04-09 18:00 | 580 | 567
2018-04-09 18:30 | 589 | 577
2018-04-09 19:00 | 614 | 603
2018-04-09 19:30 | 636 | 626
2018-04-09 20:00 | 627 | 617
2018-04-09 20:30 | 614 | 602
2018-04-09 21:00 | 564 | 545
2018-04-09 21:30 | 515 | 492
2018-04-09 22:00 | 521 | 500
2018-04-09 22:30 | 497 | 473
2018-04-09 23:00 | 513 | 487
2018-04-09 23:30 | 458 | 421
2018-04-10 | 374 | 331
2018-04-10 00:30 | 400 | 361
2018-04-10 01:00 | 439 | 402
2018-04-10 01:30 | 483 | 449
2018-04-10 02:00 | 528 | 494
2018-04-10 02:30 | 437 | 395
2018-04-10 03:00 | 407 | 360
2018-04-10 03:30 | 431 | 388
2018-04-10 04:00 | 461 | 423
2018-04-10 04:30 | 441 | 399
2018-04-10 05:00 | 448 | 409
2018-04-10 05:30 | 447 | 410
2018-04-10 06:00 | 508 | 478
2018-04-10 06:30 | 569 | 552
2018-04-10 07:00 | 560 | 541
2018-04-10 07:30 | 555 | 540
2018-04-10 08:00 | 556 | 545
2018-04-10 08:30 | 575 | 564
2018-04-10 09:00 | 581 | 571
2018-04-10 09:30 | 571 | 561
2018-04-10 10:00 | 565 | 558
2018-04-10 10:30 | 569 | 563
2018-04-10 11:00 | 568 | 562
2018-04-10 11:30 | 575 | 570
2018-04-10 12:00 | 590 | 585
2018-04-10 12:30 | 604 | 599
2018-04-10 13:00 | 601 | 591
2018-04-10 13:30 | 636 | 628
2018-04-10 14:00 | 665 | 658
2018-04-10 14:30 | 643 | 636
2018-04-10 15:00 | 661 | 655
2018-04-10 15:30 | 668 | 662
2018-04-10 16:00 | 676 | 669
2018-04-10 16:30 | 695 | 688
2018-04-10 17:00 | 693 | 686
2018-04-10 17:30 | 699 | 691
2018-04-10 18:00 | 728 | 723
2018-04-10 18:30 | 736 | 730
2018-04-10 19:00 | 742 | 736
2018-04-10 19:30 | 726 | 720
2018-04-10 20:00 | 677 | 669
2018-04-10 20:30 | 648 | 639
2018-04-10 21:00 | 612 | 604
2018-04-10 21:30 | 581 | 571
2018-04-10 22:00 | 561 | 549
2018-04-10 22:30 | 535 | 522
2018-04-10 23:00 | 555 | 542
2018-04-10 23:30 | 483 | 463
2018-04-11 | 415 | 389
2018-04-11 00:30 | 401 | 374
2018-04-11 01:00 | 335 | 287
2018-04-11 01:30 | 327 | 278
2018-04-11 02:00 | 346 | 304
2018-04-11 02:30 | 364 | 325
2018-04-11 03:00 | 378 | 341
2018-04-11 03:30 | 387 | 350
2018-04-11 04:00 | 399 | 363
2018-04-11 04:30 | 433 | 402
2018-04-11 05:00 | 453 | 425
2018-04-11 05:30 | 470 | 446
2018-04-11 06:00 | 517 | 497
2018-04-11 06:30 | 556 | 544
2018-04-11 07:00 | 504 | 491
2018-04-11 07:30 | 510 | 505
2018-04-11 08:00 | 464 | 458
2018-04-11 08:30 | 450 | 444
2018-04-11 09:00 | 466 | 460
2018-04-11 09:30 | 443 | 435
2018-04-11 10:00 | 432 | 424
2018-04-11 10:30 | 411 | 402
2018-04-11 11:00 | 408 | 399
2018-04-11 11:30 | 368 | 357
2018-04-11 12:00 | 372 | 362
2018-04-11 12:30 | 383 | 373
2018-04-11 13:00 | 383 | 373
2018-04-11 13:30 | 356 | 345
2018-04-11 14:00 | 308 | 293
2018-04-11 14:30 | 324 | 312
2018-04-11 15:00 | 343 | 330
2018-04-11 15:30 | 387 | 378
2018-04-11 16:00 | 417 | 411
2018-04-11 16:30 | 420 | 414
2018-04-11 17:00 | 459 | 454
2018-04-11 17:30 | 485 | 480
2018-04-11 18:00 | 523 | 520
2018-04-11 18:30 | 569 | 567
2018-04-11 19:00 | 577 | 575
2018-04-11 19:30 | 582 | 580
2018-04-11 20:00 | 533 | 530
2018-04-11 20:30 | 527 | 524
2018-04-11 21:00 | 506 | 502
2018-04-11 21:30 | 455 | 440
2018-04-11 22:00 | 467 | 450
2018-04-11 22:30 | 496 | 481
2018-04-11 23:00 | 530 | 516
2018-04-11 23:30 | 427 | 404
2018-04-12 | 381 | 352
2018-04-12 00:30 | 397 | 363
2018-04-12 01:00 | 429 | 395
2018-04-12 01:30 | 414 | 370
2018-04-12 02:00 | 366 | 311
2018-04-12 02:30 | 330 | 268
2018-04-12 03:00 | 332 | 288
2018-04-12 03:30 | 346 | 304
2018-04-12 04:00 | 344 | 301
2018-04-12 04:30 | 376 | 338
2018-04-12 05:00 | 401 | 368
2018-04-12 05:30 | 445 | 419
2018-04-12 06:00 | 526 | 507
2018-04-12 06:30 | 574 | 557
2018-04-12 07:00 | 553 | 542
2018-04-12 07:30 | 530 | 521
2018-04-12 08:00 | 572 | 565
2018-04-12 08:30 | 585 | 579
2018-04-12 09:00 | 614 | 608
2018-04-12 09:30 | 573 | 566
2018-04-12 10:00 | 581 | 574
2018-04-12 10:30 | 565 | 558
2018-04-12 11:00 | 570 | 563
2018-04-12 11:30 | 549 | 541
2018-04-12 12:00 | 556 | 549
2018-04-12 12:30 | 557 | 549
2018-04-12 13:00 | 562 | 554
2018-04-12 13:30 | 583 | 576
2018-04-12 14:00 | 561 | 554
2018-04-12 14:30 | 559 | 552
2018-04-12 15:00 | 563 | 556
2018-04-12 15:30 | 584 | 578
2018-04-12 16:00 | 589 | 583
2018-04-12 16:30 | 544 | 535
2018-04-12 17:00 | 590 | 583
2018-04-12 17:30 | 566 | 557
2018-04-12 18:00 | 557 | 551
2018-04-12 18:30 | 578 | 573
2018-04-12 19:00 | 595 | 590
2018-04-12 19:30 | 582 | 577
2018-04-12 20:00 | 543 | 535
2018-04-12 20:30 | 524 | 516
2018-04-12 21:00 | 485 | 475
2018-04-12 21:30 | 492 | 480
2018-04-12 22:00 | 499 | 486
2018-04-12 22:30 | 475 | 454
2018-04-12 23:00 | 518 | 502
2018-04-12 23:30 | 466 | 445
2018-04-13 | 448 | 417
2018-04-13 00:30 | 413 | 367
2018-04-13 01:00 | 411 | 366
2018-04-13 01:30 | 364 | 311
2018-04-13 02:00 | 332 | 282
2018-04-13 02:30 | 313 | 259
2018-04-13 03:00 | 315 | 273
2018-04-13 03:30 | 329 | 291
2018-04-13 04:00 | 357 | 318
2018-04-13 04:30 | 383 | 331
2018-04-13 05:00 | 408 | 362
2018-04-13 05:30 | 414 | 374
2018-04-13 06:00 | 493 | 471
2018-04-13 06:30 | 565 | 551
2018-04-13 07:00 | 561 | 548
2018-04-13 07:30 | 575 | 564
2018-04-13 08:00 | 572 | 564
2018-04-13 08:30 | 590 | 583
2018-04-13 09:00 | 561 | 554
2018-04-13 09:30 | 589 | 582
2018-04-13 10:00 | 603 | 597
2018-04-13 10:30 | 588 | 582
2018-04-13 11:00 | 583 | 577
2018-04-13 11:30 | 562 | 555
2018-04-13 12:00 | 535 | 527
2018-04-13 12:30 | 517 | 509
2018-04-13 13:00 | 547 | 540
2018-04-13 13:30 | 592 | 586
2018-04-13 14:00 | 587 | 581
2018-04-13 14:30 | 594 | 590
2018-04-13 15:00 | 603 | 599
2018-04-13 15:30 | 622 | 619
2018-04-13 16:00 | 635 | 632
2018-04-13 16:30 | 624 | 621
2018-04-13 17:00 | 637 | 634
2018-04-13 17:30 | 645 | 642
2018-04-13 18:00 | 629 | 626
2018-04-13 18:30 | 609 | 604
2018-04-13 19:00 | 605 | 600
2018-04-13 19:30 | 609 | 604
2018-04-13 20:00 | 587 | 582
2018-04-13 20:30 | 544 | 536
2018-04-13 21:00 | 529 | 520
2018-04-13 21:30 | 481 | 466
2018-04-13 22:00 | 479 | 463
2018-04-13 22:30 | 473 | 457
2018-04-13 23:00 | 518 | 501
2018-04-13 23:30 | 515 | 496
2018-04-14 | 493 | 466
2018-04-14 00:30 | 467 | 436
2018-04-14 01:00 | 435 | 399
2018-04-14 01:30 | 436 | 391
2018-04-14 02:00 | 443 | 399
2018-04-14 02:30 | 449 | 408
2018-04-14 03:00 | 445 | 394
2018-04-14 03:30 | 453 | 400
2018-04-14 04:00 | 425 | 380
2018-04-14 04:30 | 429 | 384
2018-04-14 05:00 | 431 | 386
2018-04-14 05:30 | 440 | 398
2018-04-14 06:00 | 436 | 394
2018-04-14 06:30 | 454 | 414
2018-04-14 07:00 | 450 | 410
2018-04-14 07:30 | 430 | 389
2018-04-14 08:00 | 399 | 371
2018-04-14 08:30 | 396 | 374
2018-04-14 09:00 | 453 | 440
2018-04-14 09:30 | 509 | 498
2018-04-14 10:00 | 547 | 538
2018-04-14 10:30 | 544 | 534
2018-04-14 11:00 | 492 | 478
2018-04-14 11:30 | 491 | 477
2018-04-14 12:00 | 469 | 453
2018-04-14 12:30 | 452 | 434
2018-04-14 13:00 | 436 | 417
2018-04-14 13:30 | 447 | 429
2018-04-14 14:00 | 414 | 391
2018-04-14 14:30 | 390 | 365
2018-04-14 15:00 | 413 | 391
2018-04-14 15:30 | 428 | 408
2018-04-14 16:00 | 487 | 474
2018-04-14 16:30 | 539 | 529
2018-04-14 17:00 | 565 | 557
2018-04-14 17:30 | 634 | 627
2018-04-14 18:00 | 644 | 638
2018-04-14 18:30 | 676 | 671
2018-04-14 19:00 | 693 | 687
2018-04-14 19:30 | 624 | 616
2018-04-14 20:00 | 612 | 603
2018-04-14 20:30 | 615 | 606
2018-04-14 21:00 | 584 | 573
2018-04-14 21:30 | 544 | 530
2018-04-14 22:00 | 559 | 544
2018-04-14 22:30 | 604 | 591
2018-04-14 23:00 | 646 | 634
2018-04-14 23:30 | 595 | 574
2018-04-15 | 549 | 518
2018-04-15 00:30 | 513 | 477
2018-04-15 01:00 | 509 | 474
2018-04-15 01:30 | 512 | 477
2018-04-15 02:00 | 486 | 447
2018-04-15 02:30 | 466 | 426
2018-04-15 03:00 | 428 | 369
2018-04-15 03:30 | 410 | 348
2018-04-15 04:00 | 429 | 371
2018-04-15 04:30 | 452 | 397
2018-04-15 05:00 | 505 | 459
2018-04-15 05:30 | 533 | 492
2018-04-15 06:00 | 556 | 518
2018-04-15 06:30 | 541 | 502
2018-04-15 07:00 | 520 | 478
2018-04-15 07:30 | 470 | 420
2018-04-15 08:00 | 415 | 363
2018-04-15 08:30 | 389 | 349
2018-04-15 09:00 | 385 | 352
2018-04-15 09:30 | 379 | 350
2018-04-15 10:00 | 408 | 384
2018-04-15 10:30 | 429 | 407
2018-04-15 11:00 | 403 | 377
2018-04-15 11:30 | 405 | 379
2018-04-15 12:00 | 451 | 430
2018-04-15 12:30 | 480 | 462
2018-04-15 13:00 | 537 | 523
2018-04-15 13:30 | 587 | 575
2018-04-15 14:00 | 602 | 593
2018-04-15 14:30 | 675 | 669
2018-04-15 15:00 | 683 | 677
2018-04-15 15:30 | 662 | 656
2018-04-15 16:00 | 720 | 715
2018-04-15 16:30 | 712 | 707
2018-04-15 17:00 | 745 | 742
2018-04-15 17:30 | 785 | 783
2018-04-15 18:00 | 805 | 803
2018-04-15 18:30 | 862 | 862
2018-04-15 19:00 | 929 | 929
2018-04-15 19:30 | 863 | 861
2018-04-15 20:00 | 813 | 811
2018-04-15 20:30 | 800 | 798
2018-04-15 21:00 | 699 | 696
2018-04-15 21:30 | 623 | 613
2018-04-15 22:00 | 562 | 545
2018-04-15 22:30 | 620 | 595
2018-04-15 23:00 | 642 | 618
2018-04-15 23:30 | 550 | 518
2018-04-16 | 487 | 447
2018-04-16 00:30 | 476 | 436
2018-04-16 01:00 | 503 | 464
2018-04-16 01:30 | 505 | 461
2018-04-16 02:00 | 512 | 469
2018-04-16 02:30 | 535 | 500
2018-04-16 03:00 | 519 | 477
2018-04-16 03:30 | 510 | 468
2018-04-16 04:00 | 501 | 457
2018-04-16 04:30 | 518 | 475
2018-04-16 05:00 | 517 | 474
2018-04-16 05:30 | 525 | 491
2018-04-16 06:00 | 539 | 509
2018-04-16 06:30 | 521 | 500
2018-04-16 07:00 | 508 | 491
2018-04-16 07:30 | 507 | 495
2018-04-16 08:00 | 490 | 476
2018-04-16 08:30 | 488 | 474
2018-04-16 09:00 | 480 | 469
2018-04-16 09:30 | 459 | 449
2018-04-16 10:00 | 445 | 435
2018-04-16 10:30 | 404 | 391
2018-04-16 11:00 | 413 | 402
2018-04-16 11:30 | 421 | 411
2018-04-16 12:00 | 439 | 431
2018-04-16 12:30 | 447 | 438
2018-04-16 13:00 | 445 | 436
2018-04-16 13:30 | 493 | 487
2018-04-16 14:00 | 527 | 523
2018-04-16 14:30 | 594 | 591
2018-04-16 15:00 | 622 | 617
2018-04-16 15:30 | 697 | 694
2018-04-16 16:00 | 702 | 699
2018-04-16 16:30 | 726 | 723
2018-04-16 17:00 | 735 | 732
2018-04-16 17:30 | 717 | 713
2018-04-16 18:00 | 668 | 662
2018-04-16 18:30 | 648 | 642
2018-04-16 19:00 | 678 | 673
2018-04-16 19:30 | 640 | 632
2018-04-16 20:00 | 558 | 549
2018-04-16 20:30 | 509 | 499
2018-04-16 21:00 | 451 | 440
2018-04-16 21:30 | 427 | 410
2018-04-16 22:00 | 419 | 400
2018-04-16 22:30 | 393 | 371
2018-04-16 23:00 | 445 | 426
2018-04-16 23:30 | 389 | 358
2018-04-17 | 368 | 334
2018-04-17 00:30 | 346 | 312
2018-04-17 01:00 | 313 | 276
2018-04-17 01:30 | 332 | 298
2018-04-17 02:00 | 306 | 268
2018-04-17 02:30 | 276 | 231
2018-04-17 03:00 | 276 | 228
2018-04-17 03:30 | 280 | 235
2018-04-17 04:00 | 310 | 272
2018-04-17 04:30 | 359 | 307
2018-04-17 05:00 | 370 | 320
2018-04-17 05:30 | 417 | 379
2018-04-17 06:00 | 479 | 454
2018-04-17 06:30 | 504 | 490
2018-04-17 07:00 | 498 | 484
2018-04-17 07:30 | 497 | 487
2018-04-17 08:00 | 506 | 497
2018-04-17 08:30 | 513 | 505
2018-04-17 09:00 | 500 | 491
2018-04-17 09:30 | 515 | 508
2018-04-17 10:00 | 507 | 499
2018-04-17 10:30 | 485 | 476
2018-04-17 11:00 | 501 | 493
2018-04-17 11:30 | 518 | 511
2018-04-17 12:00 | 517 | 510
2018-04-17 12:30 | 552 | 546
2018-04-17 13:00 | 556 | 549
2018-04-17 13:30 | 547 | 541
2018-04-17 14:00 | 487 | 479
2018-04-17 14:30 | 510 | 503
2018-04-17 15:00 | 547 | 541
2018-04-17 15:30 | 604 | 599
2018-04-17 16:00 | 676 | 672
2018-04-17 16:30 | 677 | 673
2018-04-17 17:00 | 685 | 681
2018-04-17 17:30 | 681 | 676
2018-04-17 18:00 | 630 | 624
2018-04-17 18:30 | 596 | 588
2018-04-17 19:00 | 596 | 588
2018-04-17 19:30 | 619 | 613
2018-04-17 20:00 | 600 | 595
2018-04-17 20:30 | 533 | 526
2018-04-17 21:00 | 475 | 465
2018-04-17 21:30 | 452 | 441
2018-04-17 22:00 | 438 | 416
2018-04-17 22:30 | 448 | 427
2018-04-17 23:00 | 500 | 485
2018-04-17 23:30 | 430 | 408
2018-04-18 | 370 | 339
2018-04-18 00:30 | 339 | 302
2018-04-18 01:00 | 340 | 304
2018-04-18 01:30 | 326 | 287
2018-04-18 02:00 | 307 | 265
2018-04-18 02:30 | 320 | 281
2018-04-18 03:00 | 328 | 290
2018-04-18 03:30 | 330 | 292
2018-04-18 04:00 | 345 | 310
2018-04-18 04:30 | 349 | 315
2018-04-18 05:00 | 352 | 320
2018-04-18 05:30 | 389 | 364
2018-04-18 06:00 | 511 | 496
2018-04-18 06:30 | 592 | 581
2018-04-18 07:00 | 620 | 614
2018-04-18 07:30 | 638 | 632
2018-04-18 08:00 | 646 | 641
2018-04-18 08:30 | 715 | 712
2018-04-18 09:00 | 773 | 770
2018-04-18 09:30 | 742 | 738
2018-04-18 10:00 | 708 | 703
2018-04-18 10:30 | 729 | 725
2018-04-18 11:00 | 725 | 721
2018-04-18 11:30 | 708 | 704
2018-04-18 12:00 | 703 | 699
2018-04-18 12:30 | 708 | 704
2018-04-18 13:00 | 656 | 651
2018-04-18 13:30 | 632 | 626
2018-04-18 14:00 | 640 | 634
2018-04-18 14:30 | 659 | 654
2018-04-18 15:00 | 664 | 659
2018-04-18 15:30 | 659 | 653
2018-04-18 16:00 | 655 | 649
2018-04-18 16:30 | 651 | 645
2018-04-18 17:00 | 578 | 570
2018-04-18 17:30 | 557 | 550
2018-04-18 18:00 | 537 | 531
2018-04-18 18:30 | 532 | 526
2018-04-18 19:00 | 590 | 585
2018-04-18 19:30 | 523 | 515
2018-04-18 20:00 | 480 | 469
2018-04-18 20:30 | 449 | 437
2018-04-18 21:00 | 438 | 430
2018-04-18 21:30 | 396 | 379
2018-04-18 22:00 | 358 | 333
2018-04-18 22:30 | 327 | 296
2018-04-18 23:00 | 404 | 374
2018-04-18 23:30 | 370 | 334
2018-04-19 | 312 | 265
2018-04-19 00:30 | 279 | 223
2018-04-19 01:00 | 282 | 230
2018-04-19 01:30 | 252 | 192
2018-04-19 02:00 | 254 | 196
2018-04-19 02:30 | 239 | 175
2018-04-19 03:00 | 224 | 153
2018-04-19 03:30 | 238 | 176
2018-04-19 04:00 | 257 | 202
2018-04-19 04:30 | 273 | 224
2018-04-19 05:00 | 302 | 259
2018-04-19 05:30 | 340 | 304
2018-04-19 06:00 | 376 | 345
2018-04-19 06:30 | 491 | 470
2018-04-19 07:00 | 534 | 525
2018-04-19 07:30 | 524 | 517
2018-04-19 08:00 | 513 | 505
2018-04-19 08:30 | 507 | 499
2018-04-19 09:00 | 505 | 496
2018-04-19 09:30 | 501 | 492
2018-04-19 10:00 | 482 | 472
2018-04-19 10:30 | 480 | 471
2018-04-19 11:00 | 480 | 471
2018-04-19 11:30 | 482 | 474
2018-04-19 12:00 | 493 | 485
2018-04-19 12:30 | 506 | 499
2018-04-19 13:00 | 491 | 484
2018-04-19 13:30 | 490 | 482
2018-04-19 14:00 | 491 | 483
2018-04-19 14:30 | 491 | 483
2018-04-19 15:00 | 457 | 451
2018-04-19 15:30 | 446 | 440
2018-04-19 16:00 | 468 | 462
2018-04-19 16:30 | 466 | 459
2018-04-19 17:00 | 434 | 424
2018-04-19 17:30 | 405 | 395
2018-04-19 18:00 | 471 | 466
2018-04-19 18:30 | 467 | 461
2018-04-19 19:00 | 531 | 526
2018-04-19 19:30 | 636 | 632
2018-04-19 20:00 | 613 | 610
2018-04-19 20:30 | 513 | 507
2018-04-19 21:00 | 441 | 433
2018-04-19 21:30 | 415 | 402
2018-04-19 22:00 | 365 | 340
2018-04-19 22:30 | 363 | 339
2018-04-19 23:00 | 444 | 425
2018-04-19 23:30 | 441 | 415
2018-04-20 | 411 | 382
2018-04-20 00:30 | 351 | 310
2018-04-20 01:00 | 352 | 312
2018-04-20 01:30 | 344 | 305
2018-04-20 02:00 | 336 | 295
2018-04-20 02:30 | 332 | 289
2018-04-20 03:00 | 307 | 260
2018-04-20 03:30 | 336 | 294
2018-04-20 04:00 | 367 | 330
2018-04-20 04:30 | 410 | 378
2018-04-20 05:00 | 422 | 393
2018-04-20 05:30 | 462 | 438
2018-04-20 06:00 | 501 | 480
2018-04-20 06:30 | 537 | 518
2018-04-20 07:00 | 560 | 547
2018-04-20 07:30 | 591 | 578
2018-04-20 08:00 | 522 | 506
2018-04-20 08:30 | 498 | 481
2018-04-20 09:00 | 503 | 486
2018-04-20 09:30 | 502 | 485
2018-04-20 10:00 | 502 | 486
2018-04-20 10:30 | 503 | 487
2018-04-20 11:00 | 506 | 493
2018-04-20 11:30 | 516 | 506
2018-04-20 12:00 | 540 | 530
2018-04-20 12:30 | 581 | 573
2018-04-20 13:00 | 602 | 594
2018-04-20 13:30 | 616 | 608
2018-04-20 14:00 | 593 | 585
2018-04-20 14:30 | 598 | 590
2018-04-20 15:00 | 582 | 572
2018-04-20 15:30 | 574 | 564
2018-04-20 16:00 | 584 | 574
2018-04-20 16:30 | 593 | 584
2018-04-20 17:00 | 543 | 531
2018-04-20 17:30 | 548 | 536
2018-04-20 18:00 | 541 | 528
2018-04-20 18:30 | 496 | 482
2018-04-20 19:00 | 549 | 536
2018-04-20 19:30 | 599 | 589
2018-04-20 20:00 | 563 | 553
2018-04-20 20:30 | 522 | 509
2018-04-20 21:00 | 470 | 453
2018-04-20 21:30 | 444 | 426
2018-04-20 22:00 | 467 | 451
2018-04-20 22:30 | 500 | 483
2018-04-20 23:00 | 554 | 536
2018-04-20 23:30 | 495 | 472
2018-04-21 | 427 | 391
2018-04-21 00:30 | 423 | 383
2018-04-21 01:00 | 389 | 339
2018-04-21 01:30 | 396 | 338
2018-04-21 02:00 | 400 | 344
2018-04-21 02:30 | 439 | 390
2018-04-21 03:00 | 420 | 367
2018-04-21 03:30 | 424 | 372
2018-04-21 04:00 | 416 | 362
2018-04-21 04:30 | 427 | 376
2018-04-21 05:00 | 357 | 291
2018-04-21 05:30 | 376 | 316
2018-04-21 06:00 | 385 | 329
2018-04-21 06:30 | 389 | 343
2018-04-21 07:00 | 395 | 353
2018-04-21 07:30 | 350 | 307
2018-04-21 08:00 | 328 | 297
2018-04-21 08:30 | 323 | 295
2018-04-21 09:00 | 320 | 293
2018-04-21 09:30 | 274 | 237
2018-04-21 10:00 | 282 | 247
2018-04-21 10:30 | 268 | 231
2018-04-21 11:00 | 290 | 257
2018-04-21 11:30 | 288 | 255
2018-04-21 12:00 | 285 | 251
2018-04-21 12:30 | 337 | 309
2018-04-21 13:00 | 335 | 307
2018-04-21 13:30 | 333 | 305
2018-04-21 14:00 | 348 | 322
2018-04-21 14:30 | 382 | 360
2018-04-21 15:00 | 432 | 414
2018-04-21 15:30 | 428 | 410
2018-04-21 16:00 | 465 | 449
2018-04-21 16:30 | 517 | 504
2018-04-21 17:00 | 540 | 528
2018-04-21 17:30 | 590 | 581
2018-04-21 18:00 | 639 | 632
2018-04-21 18:30 | 678 | 671
2018-04-21 19:00 | 676 | 669
2018-04-21 19:30 | 624 | 615
2018-04-21 20:00 | 578 | 567
2018-04-21 20:30 | 540 | 527
2018-04-21 21:00 | 488 | 470
2018-04-21 21:30 | 458 | 434
2018-04-21 22:00 | 444 | 418
2018-04-21 22:30 | 469 | 445
2018-04-21 23:00 | 508 | 487
2018-04-21 23:30 | 463 | 438
2018-04-22 | 436 | 400
2018-04-22 00:30 | 394 | 339
2018-04-22 01:00 | 352 | 292
2018-04-22 01:30 | 332 | 261
2018-04-22 02:00 | 345 | 278
2018-04-22 02:30 | 349 | 281
2018-04-22 03:00 | 327 | 253
2018-04-22 03:30 | 321 | 245
2018-04-22 04:00 | 312 | 232
2018-04-22 04:30 | 325 | 248
2018-04-22 05:00 | 334 | 262
2018-04-22 05:30 | 354 | 289
2018-04-22 06:00 | 345 | 278
2018-04-22 06:30 | 335 | 263
2018-04-22 07:00 | 301 | 240
2018-04-22 07:30 | 271 | 217
2018-04-22 08:00 | 242 | 181
2018-04-22 08:30 | 235 | 191
2018-04-22 09:00 | 233 | 189
2018-04-22 09:30 | 229 | 200
2018-04-22 10:00 | 249 | 232
2018-04-22 10:30 | 231 | 212
2018-04-22 11:00 | 235 | 217
2018-04-22 11:30 | 248 | 231
2018-04-22 12:00 | 241 | 223
2018-04-22 12:30 | 219 | 199
2018-04-22 13:00 | 233 | 213
2018-04-22 13:30 | 220 | 199
2018-04-22 14:00 | 243 | 225
2018-04-22 14:30 | 259 | 242
2018-04-22 15:00 | 259 | 243
2018-04-22 15:30 | 301 | 288
2018-04-22 16:00 | 319 | 307
2018-04-22 16:30 | 387 | 378
2018-04-22 17:00 | 468 | 463
2018-04-22 17:30 | 543 | 539
2018-04-22 18:00 | 569 | 567
2018-04-22 18:30 | 556 | 553
2018-04-22 19:00 | 637 | 635
2018-04-22 19:30 | 599 | 595
2018-04-22 20:00 | 564 | 560
2018-04-22 20:30 | 527 | 520
2018-04-22 21:00 | 496 | 486
2018-04-22 21:30 | 455 | 435
2018-04-22 22:00 | 434 | 408
2018-04-22 22:30 | 475 | 448
2018-04-22 23:00 | 515 | 487
2018-04-22 23:30 | 475 | 442
2018-04-23 | 452 | 406
2018-04-23 00:30 | 402 | 347
2018-04-23 01:00 | 353 | 285
2018-04-23 01:30 | 341 | 269
2018-04-23 02:00 | 341 | 272
2018-04-23 02:30 | 354 | 283
2018-04-23 03:00 | 347 | 274
2018-04-23 03:30 | 345 | 274
2018-04-23 04:00 | 333 | 264
2018-04-23 04:30 | 346 | 288
2018-04-23 05:00 | 378 | 335
2018-04-23 05:30 | 392 | 352
2018-04-23 06:00 | 433 | 400
2018-04-23 06:30 | 487 | 465
2018-04-23 07:00 | 525 | 507
2018-04-23 07:30 | 530 | 518
2018-04-23 08:00 | 489 | 475
2018-04-23 08:30 | 480 | 466
2018-04-23 09:00 | 440 | 424
2018-04-23 09:30 | 419 | 401
2018-04-23 10:00 | 411 | 393
2018-04-23 10:30 | 408 | 391
2018-04-23 11:00 | 409 | 391
2018-04-23 11:30 | 415 | 398
2018-04-23 12:00 | 437 | 422
2018-04-23 12:30 | 449 | 434
2018-04-23 13:00 | 469 | 455
2018-04-23 13:30 | 496 | 484
2018-04-23 14:00 | 513 | 501
2018-04-23 14:30 | 543 | 533
2018-04-23 15:00 | 548 | 538
2018-04-23 15:30 | 560 | 551
2018-04-23 16:00 | 615 | 607
2018-04-23 16:30 | 647 | 640
2018-04-23 17:00 | 697 | 691
2018-04-23 17:30 | 677 | 671
2018-04-23 18:00 | 695 | 690
2018-04-23 18:30 | 674 | 672
2018-04-23 19:00 | 711 | 710
2018-04-23 19:30 | 736 | 734
2018-04-23 20:00 | 704 | 700
2018-04-23 20:30 | 641 | 635
2018-04-23 21:00 | 582 | 575
2018-04-23 21:30 | 546 | 533
2018-04-23 22:00 | 546 | 528
2018-04-23 22:30 | 498 | 476
2018-04-23 23:00 | 538 | 519
2018-04-23 23:30 | 469 | 440
2018-04-24 | 417 | 376
2018-04-24 00:30 | 386 | 338
2018-04-24 01:00 | 397 | 351
2018-04-24 01:30 | 372 | 323
2018-04-24 02:00 | 380 | 319
2018-04-24 02:30 | 368 | 300
2018-04-24 03:00 | 368 | 299
2018-04-24 03:30 | 381 | 316
2018-04-24 04:00 | 401 | 340
2018-04-24 04:30 | 490 | 445
2018-04-24 05:00 | 494 | 451
2018-04-24 05:30 | 538 | 505
2018-04-24 06:00 | 528 | 500
2018-04-24 06:30 | 533 | 518
2018-04-24 07:00 | 563 | 555
2018-04-24 07:30 | 551 | 545
2018-04-24 08:00 | 515 | 510
2018-04-24 08:30 | 481 | 475
2018-04-24 09:00 | 452 | 445
2018-04-24 09:30 | 406 | 396
2018-04-24 10:00 | 377 | 365
2018-04-24 10:30 | 356 | 343
2018-04-24 11:00 | 358 | 347
2018-04-24 11:30 | 337 | 324
2018-04-24 12:00 | 363 | 352
2018-04-24 12:30 | 409 | 401
2018-04-24 13:00 | 443 | 437
2018-04-24 13:30 | 428 | 421
2018-04-24 14:00 | 434 | 427
2018-04-24 14:30 | 485 | 480
2018-04-24 15:00 | 477 | 471
2018-04-24 15:30 | 489 | 483
2018-04-24 16:00 | 517 | 512
2018-04-24 16:30 | 520 | 515
2018-04-24 17:00 | 568 | 563
2018-04-24 17:30 | 538 | 532
2018-04-24 18:00 | 506 | 499
2018-04-24 18:30 | 475 | 465
2018-04-24 19:00 | 495 | 486
2018-04-24 19:30 | 588 | 582
2018-04-24 20:00 | 569 | 563
2018-04-24 20:30 | 561 | 554
2018-04-24 21:00 | 535 | 526
2018-04-24 21:30 | 505 | 492
2018-04-24 22:00 | 467 | 447
2018-04-24 22:30 | 487 | 469
2018-04-24 23:00 | 515 | 485
2018-04-24 23:30 | 453 | 414
2018-04-25 | 353 | 304
2018-04-25 00:30 | 331 | 281
2018-04-25 01:00 | 303 | 240
2018-04-25 01:30 | 308 | 244
2018-04-25 02:00 | 300 | 226
2018-04-25 02:30 | 301 | 228
2018-04-25 03:00 | 312 | 242
2018-04-25 03:30 | 309 | 239
2018-04-25 04:00 | 292 | 215
2018-04-25 04:30 | 298 | 224
2018-04-25 05:00 | 315 | 248
2018-04-25 05:30 | 372 | 320
2018-04-25 06:00 | 375 | 322
2018-04-25 06:30 | 396 | 347
2018-04-25 07:00 | 391 | 340
2018-04-25 07:30 | 358 | 299
2018-04-25 08:00 | 309 | 265
2018-04-25 08:30 | 307 | 255
2018-04-25 09:00 | 293 | 237
2018-04-25 09:30 | 279 | 222
2018-04-25 10:00 | 255 | 191
2018-04-25 10:30 | 228 | 175
2018-04-25 11:00 | 190 | 136
2018-04-25 11:30 | 187 | 132
2018-04-25 12:00 | 202 | 154
2018-04-25 12:30 | 216 | 176
2018-04-25 13:00 | 250 | 217
2018-04-25 13:30 | 248 | 214
2018-04-25 14:00 | 296 | 260
2018-04-25 14:30 | 335 | 306
2018-04-25 15:00 | 338 | 310
2018-04-25 15:30 | 361 | 336
2018-04-25 16:00 | 426 | 406
2018-04-25 16:30 | 487 | 470
2018-04-25 17:00 | 537 | 520
2018-04-25 17:30 | 547 | 531
2018-04-25 18:00 | 575 | 564
2018-04-25 18:30 | 526 | 514
2018-04-25 19:00 | 602 | 594
2018-04-25 19:30 | 600 | 587
2018-04-25 20:00 | 562 | 545
2018-04-25 20:30 | 522 | 501
2018-04-25 21:00 | 494 | 468
2018-04-25 21:30 | 482 | 452
2018-04-25 22:00 | 461 | 428
2018-04-25 22:30 | 483 | 451
2018-04-25 23:00 | 497 | 468
2018-04-25 23:30 | 438 | 401
2018-04-26 | 381 | 325
2018-04-26 00:30 | 364 | 301
2018-04-26 01:00 | 329 | 258
2018-04-26 01:30 | 316 | 238
2018-04-26 02:00 | 316 | 237
2018-04-26 02:30 | 305 | 220
2018-04-26 03:00 | 313 | 230
2018-04-26 03:30 | 323 | 245
2018-04-26 04:00 | 320 | 241
2018-04-26 04:30 | 323 | 245
2018-04-26 05:00 | 372 | 311
2018-04-26 05:30 | 406 | 356
2018-04-26 06:00 | 433 | 390
2018-04-26 06:30 | 486 | 458
2018-04-26 07:00 | 485 | 464
2018-04-26 07:30 | 482 | 461
2018-04-26 08:00 | 443 | 419
2018-04-26 08:30 | 364 | 330
2018-04-26 09:00 | 370 | 338
2018-04-26 09:30 | 353 | 319
2018-04-26 10:00 | 378 | 348
2018-04-26 10:30 | 393 | 365
2018-04-26 11:00 | 388 | 360
2018-04-26 11:30 | 383 | 355
2018-04-26 12:00 | 380 | 352
2018-04-26 12:30 | 379 | 350
2018-04-26 13:00 | 409 | 386
2018-04-26 13:30 | 436 | 415
2018-04-26 14:00 | 486 | 469
2018-04-26 14:30 | 505 | 489
2018-04-26 15:00 | 517 | 501
2018-04-26 15:30 | 548 | 533
2018-04-26 16:00 | 572 | 559
2018-04-26 16:30 | 586 | 574
2018-04-26 17:00 | 605 | 594
2018-04-26 17:30 | 562 | 547
2018-04-26 18:00 | 510 | 500
2018-04-26 18:30 | 518 | 509
2018-04-26 19:00 | 565 | 555
2018-04-26 19:30 | 623 | 615
2018-04-26 20:00 | 589 | 579
2018-04-26 20:30 | 543 | 531
2018-04-26 21:00 | 525 | 512
2018-04-26 21:30 | 491 | 476
2018-04-26 22:00 | 453 | 436
2018-04-26 22:30 | 444 | 425
2018-04-26 23:00 | 480 | 463
2018-04-26 23:30 | 407 | 377
2018-04-27 | 348 | 308
2018-04-27 00:30 | 345 | 294
2018-04-27 01:00 | 363 | 294
2018-04-27 01:30 | 357 | 291
2018-04-27 02:00 | 347 | 279
2018-04-27 02:30 | 349 | 281
2018-04-27 03:00 | 344 | 273
2018-04-27 03:30 | 330 | 254
2018-04-27 04:00 | 324 | 246
2018-04-27 04:30 | 359 | 293
2018-04-27 05:00 | 382 | 340
2018-04-27 05:30 | 398 | 367
2018-04-27 06:00 | 406 | 378
2018-04-27 06:30 | 463 | 448
2018-04-27 07:00 | 500 | 487
2018-04-27 07:30 | 494 | 481
2018-04-27 08:00 | 446 | 432
2018-04-27 08:30 | 408 | 391
2018-04-27 09:00 | 356 | 335
2018-04-27 09:30 | 317 | 291
2018-04-27 10:00 | 285 | 258
2018-04-27 10:30 | 289 | 267
2018-04-27 11:00 | 292 | 270
2018-04-27 11:30 | 315 | 296
2018-04-27 12:00 | 315 | 289
2018-04-27 12:30 | 341 | 315
2018-04-27 13:00 | 356 | 325
2018-04-27 13:30 | 363 | 333
2018-04-27 14:00 | 426 | 404
2018-04-27 14:30 | 454 | 434
2018-04-27 15:00 | 475 | 456
2018-04-27 15:30 | 513 | 495
2018-04-27 16:00 | 537 | 521
2018-04-27 16:30 | 537 | 519
2018-04-27 17:00 | 562 | 546
2018-04-27 17:30 | 577 | 562
2018-04-27 18:00 | 571 | 556
2018-04-27 18:30 | 562 | 546
2018-04-27 19:00 | 592 | 576
2018-04-27 19:30 | 593 | 582
2018-04-27 20:00 | 566 | 554
2018-04-27 20:30 | 532 | 518
2018-04-27 21:00 | 490 | 473
2018-04-27 21:30 | 478 | 460
2018-04-27 22:00 | 436 | 413
2018-04-27 22:30 | 434 | 395
2018-04-27 23:00 | 508 | 478
2018-04-27 23:30 | 452 | 416
2018-04-28 | 394 | 348
2018-04-28 00:30 | 323 | 262
2018-04-28 01:00 | 299 | 235
2018-04-28 01:30 | 342 | 286
2018-04-28 02:00 | 353 | 287
2018-04-28 02:30 | 362 | 297
2018-04-28 03:00 | 359 | 301
2018-04-28 03:30 | 358 | 307
2018-04-28 04:00 | 352 | 300
2018-04-28 04:30 | 365 | 314
2018-04-28 05:00 | 385 | 337
2018-04-28 05:30 | 366 | 317
2018-04-28 06:00 | 358 | 309
2018-04-28 06:30 | 382 | 336
2018-04-28 07:00 | 382 | 337
2018-04-28 07:30 | 332 | 280
2018-04-28 08:00 | 285 | 231
2018-04-28 08:30 | 312 | 274
2018-04-28 09:00 | 328 | 294
2018-04-28 09:30 | 276 | 244
2018-04-28 10:00 | 256 | 223
2018-04-28 10:30 | 303 | 276
2018-04-28 11:00 | 264 | 232
2018-04-28 11:30 | 263 | 230
2018-04-28 12:00 | 285 | 254
2018-04-28 12:30 | 278 | 246
2018-04-28 13:00 | 311 | 284
2018-04-28 13:30 | 327 | 301
2018-04-28 14:00 | 365 | 343
2018-04-28 14:30 | 416 | 397
2018-04-28 15:00 | 440 | 423
2018-04-28 15:30 | 451 | 435
2018-04-28 16:00 | 491 | 477
2018-04-28 16:30 | 504 | 491
2018-04-28 17:00 | 524 | 513
2018-04-28 17:30 | 516 | 504
2018-04-28 18:00 | 550 | 541
2018-04-28 18:30 | 595 | 587
2018-04-28 19:00 | 603 | 595
2018-04-28 19:30 | 603 | 595
2018-04-28 20:00 | 559 | 549
2018-04-28 20:30 | 535 | 524
2018-04-28 21:00 | 493 | 480
2018-04-28 21:30 | 482 | 462
2018-04-28 22:00 | 473 | 453
2018-04-28 22:30 | 503 | 484
2018-04-28 23:00 | 524 | 499
2018-04-28 23:30 | 466 | 435
2018-04-29 | 412 | 374
2018-04-29 00:30 | 391 | 342
2018-04-29 01:00 | 360 | 297
2018-04-29 01:30 | 353 | 287
2018-04-29 02:00 | 342 | 269
2018-04-29 02:30 | 326 | 250
2018-04-29 03:00 | 342 | 269
2018-04-29 03:30 | 350 | 276
2018-04-29 04:00 | 351 | 278
2018-04-29 04:30 | 370 | 302
2018-04-29 05:00 | 391 | 327
2018-04-29 05:30 | 374 | 307
2018-04-29 06:00 | 379 | 314
2018-04-29 06:30 | 394 | 333
2018-04-29 07:00 | 395 | 335
2018-04-29 07:30 | 361 | 297
2018-04-29 08:00 | 321 | 244
2018-04-29 08:30 | 252 | 176
2018-04-29 09:00 | 228 | 152
2018-04-29 09:30 | 215 | 128
2018-04-29 10:00 | 206 | 110
2018-04-29 10:30 | 203 | 110
2018-04-29 11:00 | 184 | 94
2018-04-29 11:30 | 212 | 157
2018-04-29 12:00 | 216 | 163
2018-04-29 12:30 | 210 | 153
2018-04-29 13:00 | 205 | 146
2018-04-29 13:30 | 212 | 157
2018-04-29 14:00 | 227 | 179
2018-04-29 14:30 | 290 | 256
2018-04-29 15:00 | 324 | 293
2018-04-29 15:30 | 352 | 324
2018-04-29 16:00 | 394 | 371
2018-04-29 16:30 | 447 | 428
2018-04-29 17:00 | 470 | 454
2018-04-29 17:30 | 526 | 513
2018-04-29 18:00 | 593 | 586
2018-04-29 18:30 | 628 | 622
2018-04-29 19:00 | 629 | 623
2018-04-29 19:30 | 624 | 617
2018-04-29 20:00 | 601 | 595
2018-04-29 20:30 | 572 | 565
2018-04-29 21:00 | 560 | 550
2018-04-29 21:30 | 557 | 540
2018-04-29 22:00 | 584 | 561
2018-04-29 22:30 | 674 | 655
2018-04-29 23:00 | 720 | 703
2018-04-29 23:30 | 614 | 588
2018-04-30 | 510 | 470
2018-04-30 00:30 | 455 | 406
2018-04-30 01:00 | 414 | 365
2018-04-30 01:30 | 414 | 362
2018-04-30 02:00 | 403 | 342
2018-04-30 02:30 | 413 | 356
2018-04-30 03:00 | 432 | 377
2018-04-30 03:30 | 433 | 379
2018-04-30 04:00 | 439 | 387
2018-04-30 04:30 | 446 | 395
2018-04-30 05:00 | 452 | 405
2018-04-30 05:30 | 494 | 455
2018-04-30 06:00 | 537 | 504
2018-04-30 06:30 | 571 | 555
2018-04-30 07:00 | 601 | 591
2018-04-30 07:30 | 616 | 609
2018-04-30 08:00 | 574 | 568
2018-04-30 08:30 | 500 | 492
2018-04-30 09:00 | 430 | 420
2018-04-30 09:30 | 395 | 383
2018-04-30 10:00 | 401 | 388
2018-04-30 10:30 | 464 | 454
2018-04-30 11:00 | 476 | 467
2018-04-30 11:30 | 496 | 488
2018-04-30 12:00 | 521 | 514
2018-04-30 12:30 | 510 | 503
2018-04-30 13:00 | 526 | 520
2018-04-30 13:30 | 564 | 558
2018-04-30 14:00 | 563 | 558
2018-04-30 14:30 | 573 | 568
2018-04-30 15:00 | 629 | 625
2018-04-30 15:30 | 645 | 640
2018-04-30 16:00 | 693 | 689
2018-04-30 16:30 | 697 | 694
2018-04-30 17:00 | 754 | 751
2018-04-30 17:30 | 788 | 787
2018-04-30 18:00 | 749 | 748
2018-04-30 18:30 | 726 | 725
2018-04-30 19:00 | 692 | 690
2018-04-30 19:30 | 651 | 648
2018-04-30 20:00 | 628 | 625
2018-04-30 20:30 | 587 | 583
2018-04-30 21:00 | 595 | 588
2018-04-30 21:30 | 595 | 586
2018-04-30 22:00 | 555 | 543
2018-04-30 22:30 | 517 | 503
2018-04-30 23:00 | 580 | 568
2018-04-30 23:30 | 519 | 502
2018-05-01 | 468 | 434
2018-05-01 00:30 | 453 | 417
2018-05-01 01:00 | 458 | 422
2018-05-01 01:30 | 467 | 427
2018-05-01 02:00 | 439 | 390
2018-05-01 02:30 | 426 | 373
2018-05-01 03:00 | 436 | 385
2018-05-01 03:30 | 454 | 405
2018-05-01 04:00 | 483 | 439
2018-05-01 04:30 | 512 | 472
2018-05-01 05:00 | 523 | 484
2018-05-01 05:30 | 482 | 443
2018-05-01 06:00 | 524 | 498
2018-05-01 06:30 | 552 | 528
2018-05-01 07:00 | 569 | 559
2018-05-01 07:30 | 589 | 580
2018-05-01 08:00 | 513 | 507
2018-05-01 08:30 | 449 | 442
2018-05-01 09:00 | 461 | 455
2018-05-01 09:30 | 424 | 417
2018-05-01 10:00 | 399 | 390
2018-05-01 10:30 | 380 | 370
2018-05-01 11:00 | 382 | 373
2018-05-01 11:30 | 425 | 418
2018-05-01 12:00 | 419 | 412
2018-05-01 12:30 | 397 | 389
2018-05-01 13:00 | 324 | 309
2018-05-01 13:30 | 306 | 291
2018-05-01 14:00 | 408 | 401
2018-05-01 14:30 | 512 | 508
2018-05-01 15:00 | 576 | 573
2018-05-01 15:30 | 606 | 604
2018-05-01 16:00 | 592 | 589
2018-05-01 16:30 | 619 | 616
2018-05-01 17:00 | 710 | 709
2018-05-01 17:30 | 737 | 736
2018-05-01 18:00 | 704 | 703
2018-05-01 18:30 | 702 | 701
2018-05-01 19:00 | 733 | 732
2018-05-01 19:30 | 737 | 735
2018-05-01 20:00 | 730 | 728
2018-05-01 20:30 | 698 | 695
2018-05-01 21:00 | 618 | 614
2018-05-01 21:30 | 593 | 583
2018-05-01 22:00 | 611 | 600
2018-05-01 22:30 | 582 | 567
2018-05-01 23:00 | 584 | 566
2018-05-01 23:30 | 500 | 476
2018-05-02 | 405 | 371
2018-05-02 00:30 | 395 | 360
2018-05-02 01:00 | 406 | 364
2018-05-02 01:30 | 424 | 379
2018-05-02 02:00 | 425 | 374
2018-05-02 02:30 | 430 | 379
2018-05-02 03:00 | 413 | 357
2018-05-02 03:30 | 417 | 362
2018-05-02 04:00 | 413 | 357
2018-05-02 04:30 | 440 | 391
2018-05-02 05:00 | 460 | 415
2018-05-02 05:30 | 526 | 492
2018-05-02 06:00 | 568 | 546
2018-05-02 06:30 | 606 | 594
2018-05-02 07:00 | 641 | 634
2018-05-02 07:30 | 667 | 662
2018-05-02 08:00 | 694 | 692
2018-05-02 08:30 | 659 | 656
2018-05-02 09:00 | 634 | 631
2018-05-02 09:30 | 615 | 612
2018-05-02 10:00 | 620 | 617
2018-05-02 10:30 | 630 | 628
2018-05-02 11:00 | 611 | 608
2018-05-02 11:30 | 634 | 632
2018-05-02 12:00 | 659 | 656
2018-05-02 12:30 | 673 | 670
2018-05-02 13:00 | 662 | 659
2018-05-02 13:30 | 676 | 673
2018-05-02 14:00 | 678 | 675
2018-05-02 14:30 | 671 | 668
2018-05-02 15:00 | 703 | 700
2018-05-02 15:30 | 695 | 692
2018-05-02 16:00 | 702 | 700
2018-05-02 16:30 | 714 | 712
2018-05-02 17:00 | 744 | 743
2018-05-02 17:30 | 764 | 762
2018-05-02 18:00 | 783 | 782
2018-05-02 18:30 | 787 | 786
2018-05-02 19:00 | 788 | 786
2018-05-02 19:30 | 789 | 786
2018-05-02 20:00 | 739 | 732
2018-05-02 20:30 | 716 | 708
2018-05-02 21:00 | 705 | 696
2018-05-02 21:30 | 701 | 693
2018-05-02 22:00 | 678 | 668
2018-05-02 22:30 | 644 | 631
2018-05-02 23:00 | 651 | 629
2018-05-02 23:30 | 618 | 592
2018-05-03 | 621 | 596
2018-05-03 00:30 | 604 | 577
2018-05-03 01:00 | 560 | 530
2018-05-03 01:30 | 572 | 543
2018-05-03 02:00 | 545 | 513
2018-05-03 02:30 | 541 | 508
2018-05-03 03:00 | 533 | 500
2018-05-03 03:30 | 530 | 497
2018-05-03 04:00 | 540 | 508
2018-05-03 04:30 | 539 | 508
2018-05-03 05:00 | 560 | 532
2018-05-03 05:30 | 577 | 551
2018-05-03 06:00 | 595 | 574
2018-05-03 06:30 | 667 | 655
2018-05-03 07:00 | 676 | 671
2018-05-03 07:30 | 662 | 657
2018-05-03 08:00 | 647 | 644
2018-05-03 08:30 | 635 | 632
2018-05-03 09:00 | 629 | 625
2018-05-03 09:30 | 600 | 597
2018-05-03 10:00 | 602 | 598
2018-05-03 10:30 | 579 | 575
2018-05-03 11:00 | 558 | 553
2018-05-03 11:30 | 563 | 559
2018-05-03 12:00 | 548 | 543
2018-05-03 12:30 | 551 | 547
2018-05-03 13:00 | 534 | 529
2018-05-03 13:30 | 518 | 514
2018-05-03 14:00 | 518 | 515
2018-05-03 14:30 | 544 | 541
2018-05-03 15:00 | 550 | 546
2018-05-03 15:30 | 551 | 547
2018-05-03 16:00 | 567 | 564
2018-05-03 16:30 | 579 | 576
2018-05-03 17:00 | 635 | 633
2018-05-03 17:30 | 659 | 656
2018-05-03 18:00 | 684 | 683
2018-05-03 18:30 | 682 | 680
2018-05-03 19:00 | 682 | 680
2018-05-03 19:30 | 667 | 666
2018-05-03 20:00 | 651 | 650
2018-05-03 20:30 | 622 | 620
2018-05-03 21:00 | 582 | 580
2018-05-03 21:30 | 559 | 551
2018-05-03 22:00 | 571 | 560
2018-05-03 22:30 | 587 | 573
2018-05-03 23:00 | 625 | 612
2018-05-03 23:30 | 538 | 522
2018-05-04 | 486 | 467
2018-05-04 00:30 | 449 | 428
2018-05-04 01:00 | 404 | 375
2018-05-04 01:30 | 420 | 391
2018-05-04 02:00 | 420 | 391
2018-05-04 02:30 | 428 | 399
2018-05-04 03:00 | 497 | 471
2018-05-04 03:30 | 530 | 506
2018-05-04 04:00 | 557 | 535
2018-05-04 04:30 | 587 | 566
2018-05-04 05:00 | 590 | 570
2018-05-04 05:30 | 567 | 548
2018-05-04 06:00 | 589 | 572
2018-05-04 06:30 | 611 | 597
2018-05-04 07:00 | 624 | 615
2018-05-04 07:30 | 607 | 600
2018-05-04 08:00 | 569 | 564
2018-05-04 08:30 | 533 | 529
2018-05-04 09:00 | 493 | 488
2018-05-04 09:30 | 455 | 450
2018-05-04 10:00 | 418 | 411
2018-05-04 10:30 | 421 | 415
2018-05-04 11:00 | 397 | 391
2018-05-04 11:30 | 413 | 407
2018-05-04 12:00 | 441 | 436
2018-05-04 12:30 | 460 | 455
2018-05-04 13:00 | 499 | 494
2018-05-04 13:30 | 576 | 572
2018-05-04 14:00 | 638 | 635
2018-05-04 14:30 | 662 | 659
2018-05-04 15:00 | 684 | 681
2018-05-04 15:30 | 678 | 676
2018-05-04 16:00 | 722 | 720
2018-05-04 16:30 | 717 | 714
2018-05-04 17:00 | 727 | 725
2018-05-04 17:30 | 739 | 737
2018-05-04 18:00 | 707 | 705
2018-05-04 18:30 | 669 | 666
2018-05-04 19:00 | 681 | 678
2018-05-04 19:30 | 629 | 626
2018-05-04 20:00 | 598 | 594
2018-05-04 20:30 | 580 | 576
2018-05-04 21:00 | 534 | 528
2018-05-04 21:30 | 527 | 515
2018-05-04 22:00 | 500 | 485
2018-05-04 22:30 | 502 | 487
2018-05-04 23:00 | 548 | 535
2018-05-04 23:30 | 489 | 471
2018-05-05 | 443 | 419
2018-05-05 00:30 | 422 | 396
2018-05-05 01:00 | 408 | 380
2018-05-05 01:30 | 389 | 358
2018-05-05 02:00 | 344 | 308
2018-05-05 02:30 | 342 | 305
2018-05-05 03:00 | 360 | 325
2018-05-05 03:30 | 356 | 320
2018-05-05 04:00 | 342 | 304
2018-05-05 04:30 | 339 | 302
2018-05-05 05:00 | 345 | 309
2018-05-05 05:30 | 364 | 331
2018-05-05 06:00 | 370 | 337
2018-05-05 06:30 | 379 | 347
2018-05-05 07:00 | 388 | 359
2018-05-05 07:30 | 365 | 335
2018-05-05 08:00 | 329 | 297
2018-05-05 08:30 | 318 | 286
2018-05-05 09:00 | 299 | 275
2018-05-05 09:30 | 271 | 248
2018-05-05 10:00 | 269 | 244
2018-05-05 10:30 | 267 | 242
2018-05-05 11:00 | 220 | 198
2018-05-05 11:30 | 249 | 233
2018-05-05 12:00 | 284 | 270
2018-05-05 12:30 | 292 | 278
2018-05-05 13:00 | 309 | 296
2018-05-05 13:30 | 326 | 315
2018-05-05 14:00 | 369 | 357
2018-05-05 14:30 | 404 | 392
2018-05-05 15:00 | 428 | 417
2018-05-05 15:30 | 427 | 417
2018-05-05 16:00 | 425 | 415
2018-05-05 16:30 | 461 | 453
2018-05-05 17:00 | 491 | 483
2018-05-05 17:30 | 493 | 485
2018-05-05 18:00 | 499 | 491
2018-05-05 18:30 | 478 | 470
2018-05-05 19:00 | 484 | 475
2018-05-05 19:30 | 480 | 470
2018-05-05 20:00 | 447 | 436
2018-05-05 20:30 | 459 | 449
2018-05-05 21:00 | 438 | 426
2018-05-05 21:30 | 413 | 394
2018-05-05 22:00 | 391 | 368
2018-05-05 22:30 | 424 | 403
2018-05-05 23:00 | 461 | 438
2018-05-05 23:30 | 406 | 377
2018-05-06 | 364 | 330
2018-05-06 00:30 | 291 | 248
2018-05-06 01:00 | 262 | 216
2018-05-06 01:30 | 257 | 209
2018-05-06 02:00 | 268 | 220
2018-05-06 02:30 | 273 | 225
2018-05-06 03:00 | 267 | 216
2018-05-06 03:30 | 261 | 206
2018-05-06 04:00 | 261 | 203
2018-05-06 04:30 | 274 | 220
2018-05-06 05:00 | 301 | 253
2018-05-06 05:30 | 327 | 284
2018-05-06 06:00 | 333 | 292
2018-05-06 06:30 | 348 | 309
2018-05-06 07:00 | 337 | 297
2018-05-06 07:30 | 327 | 286
2018-05-06 08:00 | 274 | 222
2018-05-06 08:30 | 249 | 194
2018-05-06 09:00 | 233 | 174
2018-05-06 09:30 | 211 | 140
2018-05-06 10:00 | 189 | 95
2018-05-06 10:30 | 196 | 117
2018-05-06 11:00 | 205 | 137
2018-05-06 11:30 | 216 | 155
2018-05-06 12:00 | 229 | 175
2018-05-06 12:30 | 286 | 248
2018-05-06 13:00 | 298 | 259
2018-05-06 13:30 | 298 | 258
2018-05-06 14:00 | 263 | 216
2018-05-06 14:30 | 278 | 234
2018-05-06 15:00 | 315 | 278
2018-05-06 15:30 | 321 | 285
2018-05-06 16:00 | 363 | 336
2018-05-06 16:30 | 388 | 370
2018-05-06 17:00 | 412 | 396
2018-05-06 17:30 | 463 | 456
2018-05-06 18:00 | 388 | 379
2018-05-06 18:30 | 417 | 408
2018-05-06 19:00 | 441 | 432
2018-05-06 19:30 | 499 | 491
2018-05-06 20:00 | 488 | 479
2018-05-06 20:30 | 453 | 442
2018-05-06 21:00 | 434 | 422
2018-05-06 21:30 | 411 | 391
2018-05-06 22:00 | 429 | 407
2018-05-06 22:30 | 503 | 486
2018-05-06 23:00 | 554 | 538
2018-05-06 23:30 | 488 | 465
2018-05-07 | 410 | 381
2018-05-07 00:30 | 365 | 329
2018-05-07 01:00 | 384 | 349
2018-05-07 01:30 | 390 | 350
2018-05-07 02:00 | 385 | 347
2018-05-07 02:30 | 380 | 351
2018-05-07 03:00 | 456 | 433
2018-05-07 03:30 | 446 | 423
2018-05-07 04:00 | 445 | 421
2018-05-07 04:30 | 405 | 378
2018-05-07 05:00 | 421 | 396
2018-05-07 05:30 | 406 | 380
2018-05-07 06:00 | 327 | 299
2018-05-07 06:30 | 287 | 257
2018-05-07 07:00 | 308 | 278
2018-05-07 07:30 | 341 | 297
2018-05-07 08:00 | 330 | 280
2018-05-07 08:30 | 370 | 330
2018-05-07 09:00 | 377 | 339
2018-05-07 09:30 | 377 | 339
2018-05-07 10:00 | 373 | 334
2018-05-07 10:30 | 363 | 322
2018-05-07 11:00 | 407 | 371
2018-05-07 11:30 | 443 | 411
2018-05-07 12:00 | 464 | 434
2018-05-07 12:30 | 476 | 447
2018-05-07 13:00 | 453 | 422
2018-05-07 13:30 | 488 | 461
2018-05-07 14:00 | 499 | 474
2018-05-07 14:30 | 482 | 455
2018-05-07 15:00 | 470 | 442
2018-05-07 15:30 | 490 | 463
2018-05-07 16:00 | 485 | 458
2018-05-07 16:30 | 496 | 470
2018-05-07 17:00 | 494 | 475
2018-05-07 17:30 | 543 | 531
2018-05-07 18:00 | 582 | 576
2018-05-07 18:30 | 577 | 570
2018-05-07 19:00 | 553 | 544
2018-05-07 19:30 | 518 | 508
2018-05-07 20:00 | 480 | 467
2018-05-07 20:30 | 471 | 458
2018-05-07 21:00 | 421 | 405
2018-05-07 21:30 | 404 | 382
2018-05-07 22:00 | 379 | 354
2018-05-07 22:30 | 415 | 392
2018-05-07 23:00 | 524 | 504
2018-05-07 23:30 | 499 | 477
2018-05-08 | 406 | 377
2018-05-08 00:30 | 350 | 312
2018-05-08 01:00 | 317 | 272
2018-05-08 01:30 | 314 | 268
2018-05-08 02:00 | 332 | 290
2018-05-08 02:30 | 334 | 293
2018-05-08 03:00 | 325 | 281
2018-05-08 03:30 | 331 | 289
2018-05-08 04:00 | 320 | 276
2018-05-08 04:30 | 334 | 295
2018-05-08 05:00 | 362 | 330
2018-05-08 05:30 | 439 | 416
2018-05-08 06:00 | 513 | 495
2018-05-08 06:30 | 524 | 511
2018-05-08 07:00 | 546 | 535
2018-05-08 07:30 | 546 | 539
2018-05-08 08:00 | 490 | 482
2018-05-08 08:30 | 472 | 463
2018-05-08 09:00 | 467 | 458
2018-05-08 09:30 | 462 | 451
2018-05-08 10:00 | 440 | 428
2018-05-08 10:30 | 447 | 435
2018-05-08 11:00 | 465 | 455
2018-05-08 11:30 | 482 | 472
2018-05-08 12:00 | 477 | 467
2018-05-08 12:30 | 479 | 470
2018-05-08 13:00 | 499 | 490
2018-05-08 13:30 | 508 | 500
2018-05-08 14:00 | 466 | 457
2018-05-08 14:30 | 538 | 531
2018-05-08 15:00 | 550 | 543
2018-05-08 15:30 | 528 | 519
2018-05-08 16:00 | 490 | 479
2018-05-08 16:30 | 473 | 460
2018-05-08 17:00 | 554 | 545
2018-05-08 17:30 | 551 | 543
2018-05-08 18:00 | 497 | 485
2018-05-08 18:30 | 580 | 575
2018-05-08 19:00 | 591 | 587
2018-05-08 19:30 | 577 | 572
2018-05-08 20:00 | 612 | 609
2018-05-08 20:30 | 593 | 589
2018-05-08 21:00 | 524 | 518
2018-05-08 21:30 | 456 | 442
2018-05-08 22:00 | 414 | 389
2018-05-08 22:30 | 410 | 384
2018-05-08 23:00 | 464 | 443
2018-05-08 23:30 | 419 | 392
2018-05-09 | 386 | 354
2018-05-09 00:30 | 334 | 293
2018-05-09 01:00 | 290 | 239
2018-05-09 01:30 | 300 | 246
2018-05-09 02:00 | 353 | 293
2018-05-09 02:30 | 338 | 275
2018-05-09 03:00 | 365 | 310
2018-05-09 03:30 | 337 | 275
2018-05-09 04:00 | 323 | 256
2018-05-09 04:30 | 336 | 274
2018-05-09 05:00 | 379 | 330
2018-05-09 05:30 | 415 | 374
2018-05-09 06:00 | 465 | 431
2018-05-09 06:30 | 478 | 460
2018-05-09 07:00 | 506 | 496
2018-05-09 07:30 | 516 | 506
2018-05-09 08:00 | 497 | 487
2018-05-09 08:30 | 487 | 476
2018-05-09 09:00 | 461 | 450
2018-05-09 09:30 | 492 | 482
2018-05-09 10:00 | 498 | 488
2018-05-09 10:30 | 471 | 459
2018-05-09 11:00 | 500 | 490
2018-05-09 11:30 | 507 | 497
2018-05-09 12:00 | 507 | 497
2018-05-09 12:30 | 519 | 509
2018-05-09 13:00 | 513 | 503
2018-05-09 13:30 | 540 | 532
2018-05-09 14:00 | 538 | 529
2018-05-09 14:30 | 539 | 530
2018-05-09 15:00 | 542 | 533
2018-05-09 15:30 | 547 | 538
2018-05-09 16:00 | 582 | 574
2018-05-09 16:30 | 623 | 617
2018-05-09 17:00 | 673 | 668
2018-05-09 17:30 | 648 | 643
2018-05-09 18:00 | 683 | 679
2018-05-09 18:30 | 734 | 730
2018-05-09 19:00 | 691 | 686
2018-05-09 19:30 | 628 | 621
2018-05-09 20:00 | 615 | 607
2018-05-09 20:30 | 665 | 658
2018-05-09 21:00 | 619 | 610
2018-05-09 21:30 | 563 | 551
2018-05-09 22:00 | 523 | 506
2018-05-09 22:30 | 572 | 559
2018-05-09 23:00 | 591 | 578
2018-05-09 23:30 | 538 | 522
2018-05-10 | 471 | 444
2018-05-10 00:30 | 419 | 374
2018-05-10 01:00 | 427 | 384
2018-05-10 01:30 | 450 | 410
2018-05-10 02:00 | 447 | 405
2018-05-10 02:30 | 442 | 398
2018-05-10 03:00 | 445 | 402
2018-05-10 03:30 | 510 | 476
2018-05-10 04:00 | 514 | 480
2018-05-10 04:30 | 514 | 480
2018-05-10 05:00 | 499 | 464
2018-05-10 05:30 | 526 | 496
2018-05-10 06:00 | 553 | 531
2018-05-10 06:30 | 571 | 553
2018-05-10 07:00 | 551 | 541
2018-05-10 07:30 | 576 | 568
2018-05-10 08:00 | 515 | 505
2018-05-10 08:30 | 515 | 505
2018-05-10 09:00 | 493 | 483
2018-05-10 09:30 | 502 | 492
2018-05-10 10:00 | 473 | 462
2018-05-10 10:30 | 494 | 484
2018-05-10 11:00 | 495 | 486
2018-05-10 11:30 | 533 | 525
2018-05-10 12:00 | 553 | 545
2018-05-10 12:30 | 557 | 550
2018-05-10 13:00 | 558 | 551
2018-05-10 13:30 | 555 | 547
2018-05-10 14:00 | 568 | 561
2018-05-10 14:30 | 577 | 570
2018-05-10 15:00 | 596 | 589
2018-05-10 15:30 | 600 | 594
2018-05-10 16:00 | 645 | 640
2018-05-10 16:30 | 675 | 671
2018-05-10 17:00 | 724 | 721
2018-05-10 17:30 | 765 | 762
2018-05-10 18:00 | 784 | 783
2018-05-10 18:30 | 771 | 769
2018-05-10 19:00 | 775 | 773
2018-05-10 19:30 | 745 | 743
2018-05-10 20:00 | 754 | 752
2018-05-10 20:30 | 755 | 752
2018-05-10 21:00 | 701 | 698
2018-05-10 21:30 | 639 | 630
2018-05-10 22:00 | 604 | 592
2018-05-10 22:30 | 580 | 566
2018-05-10 23:00 | 627 | 615
2018-05-10 23:30 | 602 | 588
2018-05-11 | 531 | 514
2018-05-11 00:30 | 433 | 411
2018-05-11 01:00 | 413 | 391
2018-05-11 01:30 | 397 | 370
2018-05-11 02:00 | 405 | 364
2018-05-11 02:30 | 393 | 346
2018-05-11 03:00 | 434 | 393
2018-05-11 03:30 | 471 | 435
2018-05-11 04:00 | 460 | 423
2018-05-11 04:30 | 473 | 439
2018-05-11 05:00 | 491 | 459
2018-05-11 05:30 | 504 | 474
2018-05-11 06:00 | 469 | 443
2018-05-11 06:30 | 508 | 486
2018-05-11 07:00 | 543 | 533
2018-05-11 07:30 | 557 | 549
2018-05-11 08:00 | 458 | 446
2018-05-11 08:30 | 398 | 380
2018-05-11 09:00 | 362 | 343
2018-05-11 09:30 | 294 | 266
2018-05-11 10:00 | 285 | 273
2018-05-11 10:30 | 266 | 252
2018-05-11 11:00 | 265 | 251
2018-05-11 11:30 | 265 | 251
2018-05-11 12:00 | 245 | 223
2018-05-11 12:30 | 237 | 217
2018-05-11 13:00 | 252 | 236
2018-05-11 13:30 | 280 | 263
2018-05-11 14:00 | 327 | 312
2018-05-11 14:30 | 393 | 383
2018-05-11 15:00 | 404 | 393
2018-05-11 15:30 | 377 | 365
2018-05-11 16:00 | 398 | 387
2018-05-11 16:30 | 442 | 433
2018-05-11 17:00 | 447 | 438
2018-05-11 17:30 | 469 | 461
2018-05-11 18:00 | 513 | 507
2018-05-11 18:30 | 519 | 513
2018-05-11 19:00 | 519 | 512
2018-05-11 19:30 | 577 | 573
2018-05-11 20:00 | 514 | 508
2018-05-11 20:30 | 534 | 529
2018-05-11 21:00 | 510 | 504
2018-05-11 21:30 | 469 | 456
2018-05-11 22:00 | 474 | 458
2018-05-11 22:30 | 475 | 459
2018-05-11 23:00 | 523 | 510
2018-05-11 23:30 | 501 | 485
2018-05-12 | 463 | 439
2018-05-12 00:30 | 441 | 402
2018-05-12 01:00 | 445 | 401
2018-05-12 01:30 | 434 | 387
2018-05-12 02:00 | 447 | 400
2018-05-12 02:30 | 444 | 392
2018-05-12 03:00 | 448 | 395
2018-05-12 03:30 | 480 | 433
2018-05-12 04:00 | 500 | 455
2018-05-12 04:30 | 524 | 484
2018-05-12 05:00 | 536 | 498
2018-05-12 05:30 | 534 | 496
2018-05-12 06:00 | 537 | 501
2018-05-12 06:30 | 528 | 492
2018-05-12 07:00 | 516 | 479
2018-05-12 07:30 | 465 | 423
2018-05-12 08:00 | 429 | 382
2018-05-12 08:30 | 397 | 343
2018-05-12 09:00 | 349 | 301
2018-05-12 09:30 | 286 | 238
2018-05-12 10:00 | 235 | 202
2018-05-12 10:30 | 242 | 206
2018-05-12 11:00 | 236 | 187
2018-05-12 11:30 | 223 | 182
2018-05-12 12:00 | 206 | 167
2018-05-12 12:30 | 205 | 162
2018-05-12 13:00 | 234 | 198
2018-05-12 13:30 | 265 | 231
2018-05-12 14:00 | 291 | 262
2018-05-12 14:30 | 280 | 250
2018-05-12 15:00 | 282 | 253
2018-05-12 15:30 | 286 | 257
2018-05-12 16:00 | 297 | 270
2018-05-12 16:30 | 374 | 357
2018-05-12 17:00 | 411 | 397
2018-05-12 17:30 | 439 | 428
2018-05-12 18:00 | 448 | 437
2018-05-12 18:30 | 439 | 427
2018-05-12 19:00 | 505 | 497
2018-05-12 19:30 | 515 | 507
2018-05-12 20:00 | 546 | 539
2018-05-12 20:30 | 520 | 511
2018-05-12 21:00 | 535 | 524
2018-05-12 21:30 | 521 | 496
2018-05-12 22:00 | 521 | 495
2018-05-12 22:30 | 538 | 506
2018-05-12 23:00 | 536 | 502
2018-05-12 23:30 | 478 | 437
2018-05-13 | 407 | 354
2018-05-13 00:30 | 398 | 341
2018-05-13 01:00 | 418 | 363
2018-05-13 01:30 | 417 | 360
2018-05-13 02:00 | 432 | 374
2018-05-13 02:30 | 423 | 362
2018-05-13 03:00 | 379 | 321
2018-05-13 03:30 | 358 | 303
2018-05-13 04:00 | 367 | 314
2018-05-13 04:30 | 375 | 324
2018-05-13 05:00 | 382 | 332
2018-05-13 05:30 | 392 | 345
2018-05-13 06:00 | 397 | 353
2018-05-13 06:30 | 415 | 374
2018-05-13 07:00 | 439 | 402
2018-05-13 07:30 | 484 | 444
2018-05-13 08:00 | 439 | 388
2018-05-13 08:30 | 331 | 267
2018-05-13 09:00 | 294 | 258
2018-05-13 09:30 | 307 | 279
2018-05-13 10:00 | 282 | 250
2018-05-13 10:30 | 237 | 192
2018-05-13 11:00 | 261 | 220
2018-05-13 11:30 | 273 | 225
2018-05-13 12:00 | 262 | 211
2018-05-13 12:30 | 248 | 192
2018-05-13 13:00 | 255 | 207
2018-05-13 13:30 | 273 | 230
2018-05-13 14:00 | 292 | 252
2018-05-13 14:30 | 316 | 280
2018-05-13 15:00 | 339 | 306
2018-05-13 15:30 | 370 | 342
2018-05-13 16:00 | 415 | 391
2018-05-13 16:30 | 473 | 456
2018-05-13 17:00 | 492 | 476
2018-05-13 17:30 | 472 | 459
2018-05-13 18:00 | 441 | 426
2018-05-13 18:30 | 428 | 412
2018-05-13 19:00 | 446 | 430
2018-05-13 19:30 | 492 | 480
2018-05-13 20:00 | 440 | 425
2018-05-13 20:30 | 415 | 399
2018-05-13 21:00 | 425 | 409
2018-05-13 21:30 | 467 | 450
2018-05-13 22:00 | 479 | 462
2018-05-13 22:30 | 465 | 446
2018-05-13 23:00 | 517 | 501
2018-05-13 23:30 | 475 | 449
2018-05-14 | 452 | 405
2018-05-14 00:30 | 438 | 386
2018-05-14 01:00 | 434 | 379
2018-05-14 01:30 | 424 | 364
2018-05-14 02:00 | 415 | 351
2018-05-14 02:30 | 392 | 322
2018-05-14 03:00 | 402 | 334
2018-05-14 03:30 | 400 | 331
2018-05-14 04:00 | 401 | 332
2018-05-14 04:30 | 404 | 338
2018-05-14 05:00 | 439 | 384
2018-05-14 05:30 | 434 | 382
2018-05-14 06:00 | 496 | 473
2018-05-14 06:30 | 533 | 515
2018-05-14 07:00 | 497 | 484
2018-05-14 07:30 | 523 | 517
2018-05-14 08:00 | 474 | 466
2018-05-14 08:30 | 433 | 422
2018-05-14 09:00 | 373 | 357
2018-05-14 09:30 | 351 | 333
2018-05-14 10:00 | 340 | 320
2018-05-14 10:30 | 332 | 313
2018-05-14 11:00 | 299 | 277
2018-05-14 11:30 | 285 | 262
2018-05-14 12:00 | 369 | 355
2018-05-14 12:30 | 368 | 353
2018-05-14 13:00 | 334 | 317
2018-05-14 13:30 | 326 | 309
2018-05-14 14:00 | 339 | 324
2018-05-14 14:30 | 348 | 334
2018-05-14 15:00 | 323 | 308
2018-05-14 15:30 | 346 | 336
2018-05-14 16:00 | 407 | 401
2018-05-14 16:30 | 461 | 456
2018-05-14 17:00 | 538 | 535
2018-05-14 17:30 | 596 | 594
2018-05-14 18:00 | 550 | 546
2018-05-14 18:30 | 524 | 520
2018-05-14 19:00 | 497 | 492
2018-05-14 19:30 | 497 | 491
2018-05-14 20:00 | 510 | 506
2018-05-14 20:30 | 479 | 472
2018-05-14 21:00 | 436 | 428
2018-05-14 21:30 | 373 | 357
2018-05-14 22:00 | 370 | 347
2018-05-14 22:30 | 372 | 348
2018-05-14 23:00 | 408 | 388
2018-05-14 23:30 | 361 | 331
2018-05-15 | 332 | 291
2018-05-15 00:30 | 296 | 232
2018-05-15 01:00 | 297 | 236
2018-05-15 01:30 | 314 | 258
2018-05-15 02:00 | 311 | 252
2018-05-15 02:30 | 306 | 246
2018-05-15 03:00 | 300 | 237
2018-05-15 03:30 | 288 | 218
2018-05-15 04:00 | 305 | 243
2018-05-15 04:30 | 354 | 307
2018-05-15 05:00 | 412 | 375
2018-05-15 05:30 | 459 | 431
2018-05-15 06:00 | 481 | 457
2018-05-15 06:30 | 469 | 449
2018-05-15 07:00 | 453 | 437
2018-05-15 07:30 | 460 | 447
2018-05-15 08:00 | 428 | 412
2018-05-15 08:30 | 359 | 336
2018-05-15 09:00 | 353 | 333
2018-05-15 09:30 | 368 | 350
2018-05-15 10:00 | 312 | 291
2018-05-15 10:30 | 291 | 268
2018-05-15 11:00 | 289 | 265
2018-05-15 11:30 | 273 | 249
2018-05-15 12:00 | 288 | 264
2018-05-15 12:30 | 305 | 285
2018-05-15 13:00 | 315 | 295
2018-05-15 13:30 | 328 | 309
2018-05-15 14:00 | 340 | 324
2018-05-15 14:30 | 373 | 359
2018-05-15 15:00 | 319 | 301
2018-05-15 15:30 | 293 | 272
2018-05-15 16:00 | 361 | 345
2018-05-15 16:30 | 392 | 379
2018-05-15 17:00 | 445 | 434
2018-05-15 17:30 | 467 | 457
2018-05-15 18:00 | 513 | 504
2018-05-15 18:30 | 430 | 415
2018-05-15 19:00 | 461 | 448
2018-05-15 19:30 | 442 | 431
2018-05-15 20:00 | 411 | 400
2018-05-15 20:30 | 417 | 409
2018-05-15 21:00 | 465 | 458
2018-05-15 21:30 | 411 | 397
2018-05-15 22:00 | 343 | 321
2018-05-15 22:30 | 369 | 349
2018-05-15 23:00 | 413 | 396
2018-05-15 23:30 | 378 | 341
2018-05-16 | 324 | 261
2018-05-16 00:30 | 292 | 230
2018-05-16 01:00 | 277 | 217
2018-05-16 01:30 | 284 | 215
2018-05-16 02:00 | 315 | 248
2018-05-16 02:30 | 336 | 260
2018-05-16 03:00 | 385 | 318
2018-05-16 03:30 | 390 | 323
2018-05-16 04:00 | 371 | 300
2018-05-16 04:30 | 383 | 315
2018-05-16 05:00 | 409 | 350
2018-05-16 05:30 | 480 | 437
2018-05-16 06:00 | 500 | 466
2018-05-16 06:30 | 502 | 482
2018-05-16 07:00 | 591 | 585
2018-05-16 07:30 | 661 | 656
2018-05-16 08:00 | 662 | 658
2018-05-16 08:30 | 641 | 635
2018-05-16 09:00 | 593 | 585
2018-05-16 09:30 | 562 | 553
2018-05-16 10:00 | 514 | 505
2018-05-16 10:30 | 490 | 481
2018-05-16 11:00 | 466 | 456
2018-05-16 11:30 | 449 | 438
2018-05-16 12:00 | 428 | 417
2018-05-16 12:30 | 479 | 470
2018-05-16 13:00 | 467 | 457
2018-05-16 13:30 | 478 | 468
2018-05-16 14:00 | 489 | 480
2018-05-16 14:30 | 532 | 523
2018-05-16 15:00 | 557 | 550
2018-05-16 15:30 | 547 | 539
2018-05-16 16:00 | 559 | 553
2018-05-16 16:30 | 556 | 549
2018-05-16 17:00 | 597 | 591
2018-05-16 17:30 | 647 | 643
2018-05-16 18:00 | 683 | 681
2018-05-16 18:30 | 712 | 710
2018-05-16 19:00 | 720 | 718
2018-05-16 19:30 | 710 | 707
2018-05-16 20:00 | 680 | 678
2018-05-16 20:30 | 673 | 670
2018-05-16 21:00 | 653 | 650
2018-05-16 21:30 | 645 | 638
2018-05-16 22:00 | 646 | 634
2018-05-16 22:30 | 616 | 601
2018-05-16 23:00 | 619 | 604
2018-05-16 23:30 | 590 | 571
2018-05-17 | 529 | 502
2018-05-17 00:30 | 494 | 458
2018-05-17 01:00 | 489 | 446
2018-05-17 01:30 | 482 | 437
2018-05-17 02:00 | 516 | 471
2018-05-17 02:30 | 498 | 447
2018-05-17 03:00 | 493 | 440
2018-05-17 03:30 | 504 | 452
2018-05-17 04:00 | 502 | 450
2018-05-17 04:30 | 517 | 468
2018-05-17 05:00 | 545 | 501
2018-05-17 05:30 | 554 | 515
2018-05-17 06:00 | 577 | 554
2018-05-17 06:30 | 632 | 621
2018-05-17 07:00 | 618 | 610
2018-05-17 07:30 | 700 | 697
2018-05-17 08:00 | 645 | 639
2018-05-17 08:30 | 638 | 633
2018-05-17 09:00 | 624 | 617
2018-05-17 09:30 | 602 | 594
2018-05-17 10:00 | 584 | 577
2018-05-17 10:30 | 542 | 533
2018-05-17 11:00 | 543 | 535
2018-05-17 11:30 | 549 | 542
2018-05-17 12:00 | 566 | 560
2018-05-17 12:30 | 562 | 555
2018-05-17 13:00 | 551 | 544
2018-05-17 13:30 | 569 | 563
2018-05-17 14:00 | 568 | 562
2018-05-17 14:30 | 561 | 554
2018-05-17 15:00 | 569 | 562
2018-05-17 15:30 | 546 | 538
2018-05-17 16:00 | 577 | 571
2018-05-17 16:30 | 567 | 561
2018-05-17 17:00 | 580 | 575
2018-05-17 17:30 | 644 | 640
2018-05-17 18:00 | 693 | 688
2018-05-17 18:30 | 629 | 623
2018-05-17 19:00 | 628 | 621
2018-05-17 19:30 | 650 | 644
2018-05-17 20:00 | 611 | 605
2018-05-17 20:30 | 532 | 522
2018-05-17 21:00 | 552 | 544
2018-05-17 21:30 | 489 | 474
2018-05-17 22:00 | 456 | 438
2018-05-17 22:30 | 421 | 399
2018-05-17 23:00 | 490 | 471
2018-05-17 23:30 | 436 | 407
2018-05-18 | 364 | 324
2018-05-18 00:30 | 320 | 271
2018-05-18 01:00 | 321 | 265
2018-05-18 01:30 | 320 | 254
2018-05-18 02:00 | 346 | 263
2018-05-18 02:30 | 367 | 286
2018-05-18 03:00 | 379 | 302
2018-05-18 03:30 | 373 | 293
2018-05-18 04:00 | 368 | 287
2018-05-18 04:30 | 365 | 284
2018-05-18 05:00 | 341 | 251
2018-05-18 05:30 | 370 | 300
2018-05-18 06:00 | 409 | 374
2018-05-18 06:30 | 475 | 455
2018-05-18 07:00 | 429 | 408
2018-05-18 07:30 | 514 | 503
2018-05-18 08:00 | 452 | 437
2018-05-18 08:30 | 415 | 399
2018-05-18 09:00 | 370 | 358
2018-05-18 09:30 | 334 | 321
2018-05-18 10:00 | 301 | 286
2018-05-18 10:30 | 287 | 272
2018-05-18 11:00 | 262 | 245
2018-05-18 11:30 | 264 | 249
2018-05-18 12:00 | 235 | 226
2018-05-18 12:30 | 243 | 236
2018-05-18 13:00 | 243 | 232
2018-05-18 13:30 | 220 | 205
2018-05-18 14:00 | 237 | 224
2018-05-18 14:30 | 253 | 242
2018-05-18 15:00 | 259 | 249
2018-05-18 15:30 | 275 | 265
2018-05-18 16:00 | 320 | 313
2018-05-18 16:30 | 378 | 373
2018-05-18 17:00 | 431 | 424
2018-05-18 17:30 | 529 | 525
2018-05-18 18:00 | 625 | 623
2018-05-18 18:30 | 587 | 584
2018-05-18 19:00 | 571 | 567
2018-05-18 19:30 | 558 | 553
2018-05-18 20:00 | 529 | 524
2018-05-18 20:30 | 447 | 438
2018-05-18 21:00 | 398 | 388
2018-05-18 21:30 | 389 | 380
2018-05-18 22:00 | 374 | 353
2018-05-18 22:30 | 377 | 359
2018-05-18 23:00 | 426 | 410
2018-05-18 23:30 | 384 | 362
2018-05-19 | 339 | 310
2018-05-19 00:30 | 315 | 280
2018-05-19 01:00 | 277 | 223
2018-05-19 01:30 | 263 | 211
2018-05-19 02:00 | 251 | 191
2018-05-19 02:30 | 258 | 201
2018-05-19 03:00 | 263 | 205
2018-05-19 03:30 | 260 | 199
2018-05-19 04:00 | 256 | 195
2018-05-19 04:30 | 263 | 206
2018-05-19 05:00 | 284 | 234
2018-05-19 05:30 | 279 | 230
2018-05-19 06:00 | 278 | 231
2018-05-19 06:30 | 307 | 266
2018-05-19 07:00 | 342 | 309
2018-05-19 07:30 | 304 | 277
2018-05-19 08:00 | 291 | 271
2018-05-19 08:30 | 292 | 274
2018-05-19 09:00 | 267 | 253
2018-05-19 09:30 | 257 | 242
2018-05-19 10:00 | 238 | 219
2018-05-19 10:30 | 238 | 219
2018-05-19 11:00 | 230 | 209
2018-05-19 11:30 | 227 | 204
2018-05-19 12:00 | 217 | 194
2018-05-19 12:30 | 217 | 194
2018-05-19 13:00 | 225 | 203
2018-05-19 13:30 | 254 | 237
2018-05-19 14:00 | 253 | 236
2018-05-19 14:30 | 263 | 247
2018-05-19 15:00 | 339 | 329
2018-05-19 15:30 | 329 | 319
2018-05-19 16:00 | 345 | 336
2018-05-19 16:30 | 391 | 384
2018-05-19 17:00 | 446 | 442
2018-05-19 17:30 | 486 | 483
2018-05-19 18:00 | 509 | 506
2018-05-19 18:30 | 537 | 535
2018-05-19 19:00 | 542 | 539
2018-05-19 19:30 | 501 | 497
2018-05-19 20:00 | 477 | 472
2018-05-19 20:30 | 467 | 461
2018-05-19 21:00 | 408 | 395
2018-05-19 21:30 | 363 | 335
2018-05-19 22:00 | 347 | 313
2018-05-19 22:30 | 405 | 382
2018-05-19 23:00 | 468 | 448
2018-05-19 23:30 | 427 | 397
2018-05-20 | 367 | 319
2018-05-20 00:30 | 370 | 313
2018-05-20 01:00 | 408 | 349
2018-05-20 01:30 | 389 | 323
2018-05-20 02:00 | 372 | 302
2018-05-20 02:30 | 378 | 311
2018-05-20 03:00 | 390 | 322
2018-05-20 03:30 | 393 | 326
2018-05-20 04:00 | 378 | 307
2018-05-20 04:30 | 418 | 357
2018-05-20 05:00 | 456 | 402
2018-05-20 05:30 | 468 | 418
2018-05-20 06:00 | 476 | 428
2018-05-20 06:30 | 475 | 427
2018-05-20 07:00 | 473 | 425
2018-05-20 07:30 | 416 | 361
2018-05-20 08:00 | 364 | 295
2018-05-20 08:30 | 333 | 264
2018-05-20 09:00 | 287 | 228
2018-05-20 09:30 | 257 | 219
2018-05-20 10:00 | 251 | 201
2018-05-20 10:30 | 258 | 205
2018-05-20 11:00 | 279 | 232
2018-05-20 11:30 | 279 | 231
2018-05-20 12:00 | 301 | 258
2018-05-20 12:30 | 295 | 250
2018-05-20 13:00 | 259 | 201
2018-05-20 13:30 | 259 | 202
2018-05-20 14:00 | 267 | 216
2018-05-20 14:30 | 311 | 272
2018-05-20 15:00 | 358 | 327
2018-05-20 15:30 | 391 | 365
2018-05-20 16:00 | 385 | 359
2018-05-20 16:30 | 374 | 348
2018-05-20 17:00 | 409 | 389
2018-05-20 17:30 | 465 | 453
2018-05-20 18:00 | 569 | 562
2018-05-20 18:30 | 541 | 533
2018-05-20 19:00 | 546 | 537
2018-05-20 19:30 | 529 | 519
2018-05-20 20:00 | 485 | 473
2018-05-20 20:30 | 445 | 430
2018-05-20 21:00 | 426 | 408
2018-05-20 21:30 | 405 | 382
2018-05-20 22:00 | 411 | 389
2018-05-20 22:30 | 494 | 473
2018-05-20 23:00 | 571 | 538
2018-05-20 23:30 | 533 | 496
2018-05-21 | 435 | 388
2018-05-21 00:30 | 391 | 329
2018-05-21 01:00 | 385 | 318
2018-05-21 01:30 | 364 | 298
2018-05-21 02:00 | 365 | 293
2018-05-21 02:30 | 392 | 318
2018-05-21 03:00 | 424 | 354
2018-05-21 03:30 | 453 | 391
2018-05-21 04:00 | 482 | 426
2018-05-21 04:30 | 535 | 488
2018-05-21 05:00 | 545 | 499
2018-05-21 05:30 | 545 | 503
2018-05-21 06:00 | 540 | 501
2018-05-21 06:30 | 495 | 467
2018-05-21 07:00 | 528 | 507
2018-05-21 07:30 | 563 | 549
2018-05-21 08:00 | 505 | 493
2018-05-21 08:30 | 444 | 425
2018-05-21 09:00 | 352 | 326
2018-05-21 09:30 | 306 | 281
2018-05-21 10:00 | 301 | 278
2018-05-21 10:30 | 294 | 271
2018-05-21 11:00 | 291 | 267
2018-05-21 11:30 | 295 | 272
2018-05-21 12:00 | 348 | 332
2018-05-21 12:30 | 323 | 307
2018-05-21 13:00 | 295 | 276
2018-05-21 13:30 | 322 | 306
2018-05-21 14:00 | 347 | 334
2018-05-21 14:30 | 357 | 345
2018-05-21 15:00 | 396 | 386
2018-05-21 15:30 | 400 | 390
2018-05-21 16:00 | 432 | 424
2018-05-21 16:30 | 413 | 403
2018-05-21 17:00 | 440 | 431
2018-05-21 17:30 | 459 | 446
2018-05-21 18:00 | 454 | 439
2018-05-21 18:30 | 425 | 407
2018-05-21 19:00 | 424 | 406
2018-05-21 19:30 | 436 | 425
2018-05-21 20:00 | 385 | 371
2018-05-21 20:30 | 368 | 353
2018-05-21 21:00 | 330 | 311
2018-05-21 21:30 | 315 | 293
2018-05-21 22:00 | 299 | 273
2018-05-21 22:30 | 334 | 305
2018-05-21 23:00 | 356 | 335
2018-05-21 23:30 | 363 | 330
2018-05-22 | 306 | 258
2018-05-22 00:30 | 288 | 234
2018-05-22 01:00 | 274 | 211
2018-05-22 01:30 | 282 | 221
2018-05-22 02:00 | 330 | 285
2018-05-22 02:30 | 357 | 318
2018-05-22 03:00 | 386 | 329
2018-05-22 03:30 | 402 | 331
2018-05-22 04:00 | 407 | 338
2018-05-22 04:30 | 428 | 366
2018-05-22 05:00 | 432 | 373
2018-05-22 05:30 | 489 | 443
2018-05-22 06:00 | 524 | 492
2018-05-22 06:30 | 563 | 540
2018-05-22 07:00 | 537 | 517
2018-05-22 07:30 | 504 | 489
2018-05-22 08:00 | 424 | 402
2018-05-22 08:30 | 324 | 287
2018-05-22 09:00 | 307 | 267
2018-05-22 09:30 | 272 | 239
2018-05-22 10:00 | 261 | 207
2018-05-22 10:30 | 257 | 191
2018-05-22 11:00 | 247 | 175
2018-05-22 11:30 | 224 | 161
2018-05-22 12:00 | 223 | 154
2018-05-22 12:30 | 233 | 168
2018-05-22 13:00 | 249 | 192
2018-05-22 13:30 | 260 | 206
2018-05-22 14:00 | 300 | 261
2018-05-22 14:30 | 348 | 318
2018-05-22 15:00 | 345 | 315
2018-05-22 15:30 | 366 | 341
2018-05-22 16:00 | 368 | 340
2018-05-22 16:30 | 344 | 319
2018-05-22 17:00 | 399 | 377
2018-05-22 17:30 | 438 | 420
2018-05-22 18:00 | 482 | 463
2018-05-22 18:30 | 437 | 410
2018-05-22 19:00 | 456 | 447
2018-05-22 19:30 | 443 | 429
2018-05-22 20:00 | 402 | 389
2018-05-22 20:30 | 413 | 403
2018-05-22 21:00 | 370 | 357
2018-05-22 21:30 | 329 | 317
2018-05-22 22:00 | 302 | 287
2018-05-22 22:30 | 326 | 308
2018-05-22 23:00 | 333 | 310
2018-05-22 23:30 | 306 | 277
2018-05-23 | 298 | 257
2018-05-23 00:30 | 254 | 194
2018-05-23 01:00 | 260 | 179
2018-05-23 01:30 | 276 | 184
2018-05-23 02:00 | 262 | 159
2018-05-23 02:30 | 266 | 165
2018-05-23 03:00 | 259 | 149
2018-05-23 03:30 | 265 | 163
2018-05-23 04:00 | 268 | 171
2018-05-23 04:30 | 304 | 233
2018-05-23 05:00 | 361 | 310
2018-05-23 05:30 | 366 | 324
2018-05-23 06:00 | 455 | 429
2018-05-23 06:30 | 554 | 535
2018-05-23 07:00 | 545 | 533
2018-05-23 07:30 | 612 | 608
2018-05-23 08:00 | 572 | 567
2018-05-23 08:30 | 626 | 621
2018-05-23 09:00 | 603 | 594
2018-05-23 09:30 | 583 | 572
2018-05-23 10:00 | 571 | 561
2018-05-23 10:30 | 561 | 551
2018-05-23 11:00 | 548 | 538
2018-05-23 11:30 | 586 | 576
2018-05-23 12:00 | 565 | 554
2018-05-23 12:30 | 575 | 565
2018-05-23 13:00 | 568 | 557
2018-05-23 13:30 | 594 | 583
2018-05-23 14:00 | 591 | 586
2018-05-23 14:30 | 612 | 610
2018-05-23 15:00 | 433 | 425
2018-05-23 15:30 | 346 | 333
2018-05-23 16:00 | 402 | 392
2018-05-23 16:30 | 418 | 409
2018-05-23 17:00 | 458 | 451
2018-05-23 17:30 | 435 | 426
2018-05-23 18:00 | 474 | 467
2018-05-23 18:30 | 452 | 444
2018-05-23 19:00 | 507 | 501
2018-05-23 19:30 | 508 | 503
2018-05-23 20:00 | 500 | 495
2018-05-23 20:30 | 475 | 468
2018-05-23 21:00 | 411 | 402
2018-05-23 21:30 | 339 | 320
2018-05-23 22:00 | 331 | 310
2018-05-23 22:30 | 295 | 267
2018-05-23 23:00 | 328 | 303
2018-05-23 23:30 | 312 | 276
2018-05-24 | 277 | 233
2018-05-24 00:30 | 232 | 184
2018-05-24 01:00 | 224 | 151
2018-05-24 01:30 | 232 | 151
2018-05-24 02:00 | 234 | 148
2018-05-24 02:30 | 237 | 160
2018-05-24 03:00 | 298 | 232
2018-05-24 03:30 | 347 | 294
2018-05-24 04:00 | 382 | 335
2018-05-24 04:30 | 409 | 366
2018-05-24 05:00 | 456 | 420
2018-05-24 05:30 | 498 | 469
2018-05-24 06:00 | 480 | 450
2018-05-24 06:30 | 467 | 446
2018-05-24 07:00 | 430 | 412
2018-05-24 07:30 | 468 | 454
2018-05-24 08:00 | 410 | 396
2018-05-24 08:30 | 340 | 326
2018-05-24 09:00 | 284 | 267
2018-05-24 09:30 | 254 | 237
2018-05-24 10:00 | 258 | 250
2018-05-24 10:30 | 256 | 249
2018-05-24 11:00 | 221 | 213
2018-05-24 11:30 | 224 | 219
2018-05-24 12:00 | 259 | 255
2018-05-24 12:30 | 272 | 269
2018-05-24 13:00 | 301 | 298
2018-05-24 13:30 | 325 | 323
2018-05-24 14:00 | 327 | 324
2018-05-24 14:30 | 326 | 323
2018-05-24 15:00 | 317 | 314
2018-05-24 15:30 | 320 | 317
2018-05-24 16:00 | 382 | 380
2018-05-24 16:30 | 429 | 427
2018-05-24 17:00 | 431 | 429
2018-05-24 17:30 | 447 | 445
2018-05-24 18:00 | 419 | 417
2018-05-24 18:30 | 451 | 449
2018-05-24 19:00 | 531 | 531
2018-05-24 19:30 | 569 | 569
2018-05-24 20:00 | 546 | 545
2018-05-24 20:30 | 510 | 508
2018-05-24 21:00 | 496 | 494
2018-05-24 21:30 | 449 | 435
2018-05-24 22:00 | 379 | 357
2018-05-24 22:30 | 418 | 399
2018-05-24 23:00 | 473 | 457
2018-05-24 23:30 | 390 | 366
2018-05-25 | 321 | 288
2018-05-25 00:30 | 279 | 235
2018-05-25 01:00 | 288 | 236
2018-05-25 01:30 | 323 | 263
2018-05-25 02:00 | 330 | 259
2018-05-25 02:30 | 345 | 272
2018-05-25 03:00 | 360 | 293
2018-05-25 03:30 | 367 | 300
2018-05-25 04:00 | 363 | 295
2018-05-25 04:30 | 402 | 345
2018-05-25 05:00 | 429 | 377
2018-05-25 05:30 | 481 | 439
2018-05-25 06:00 | 507 | 478
2018-05-25 06:30 | 496 | 474
2018-05-25 07:00 | 530 | 519
2018-05-25 07:30 | 530 | 521
2018-05-25 08:00 | 503 | 496
2018-05-25 08:30 | 480 | 472
2018-05-25 09:00 | 410 | 398
2018-05-25 09:30 | 374 | 359
2018-05-25 10:00 | 346 | 329
2018-05-25 10:30 | 318 | 299
2018-05-25 11:00 | 354 | 338
2018-05-25 11:30 | 384 | 374
2018-05-25 12:00 | 401 | 393
2018-05-25 12:30 | 367 | 357
2018-05-25 13:00 | 339 | 326
2018-05-25 13:30 | 360 | 349
2018-05-25 14:00 | 396 | 387
2018-05-25 14:30 | 384 | 374
2018-05-25 15:00 | 391 | 381
2018-05-25 15:30 | 396 | 387
2018-05-25 16:00 | 437 | 429
2018-05-25 16:30 | 497 | 490
2018-05-25 17:00 | 530 | 524
2018-05-25 17:30 | 595 | 591
2018-05-25 18:00 | 544 | 539
2018-05-25 18:30 | 568 | 557
2018-05-25 19:00 | 576 | 561
2018-05-25 19:30 | 583 | 570
2018-05-25 20:00 | 508 | 496
2018-05-25 20:30 | 488 | 474
2018-05-25 21:00 | 483 | 470
2018-05-25 21:30 | 466 | 452
2018-05-25 22:00 | 439 | 422
2018-05-25 22:30 | 431 | 411
2018-05-25 23:00 | 516 | 502
2018-05-25 23:30 | 476 | 459
2018-05-26 | 423 | 396
2018-05-26 00:30 | 355 | 308
2018-05-26 01:00 | 312 | 244
2018-05-26 01:30 | 362 | 307
2018-05-26 02:00 | 411 | 357
2018-05-26 02:30 | 428 | 373
2018-05-26 03:00 | 419 | 361
2018-05-26 03:30 | 426 | 370
2018-05-26 04:00 | 441 | 386
2018-05-26 04:30 | 422 | 364
2018-05-26 05:00 | 426 | 371
2018-05-26 05:30 | 447 | 396
2018-05-26 06:00 | 464 | 417
2018-05-26 06:30 | 491 | 450
2018-05-26 07:00 | 443 | 396
2018-05-26 07:30 | 412 | 366
2018-05-26 08:00 | 366 | 319
2018-05-26 08:30 | 306 | 267
2018-05-26 09:00 | 309 | 290
2018-05-26 09:30 | 319 | 303
2018-05-26 10:00 | 426 | 418
2018-05-26 10:30 | 403 | 391
2018-05-26 11:00 | 380 | 358
2018-05-26 11:30 | 380 | 356
2018-05-26 12:00 | 362 | 335
2018-05-26 12:30 | 367 | 333
2018-05-26 13:00 | 375 | 333
2018-05-26 13:30 | 410 | 369
2018-05-26 14:00 | 472 | 440
2018-05-26 14:30 | 483 | 452
2018-05-26 15:00 | 486 | 456
2018-05-26 15:30 | 521 | 494
2018-05-26 16:00 | 537 | 512
2018-05-26 16:30 | 563 | 541
2018-05-26 17:00 | 570 | 555
2018-05-26 17:30 | 595 | 586
2018-05-26 18:00 | 618 | 608
2018-05-26 18:30 | 612 | 600
2018-05-26 19:00 | 612 | 602
2018-05-26 19:30 | 606 | 596
2018-05-26 20:00 | 603 | 594
2018-05-26 20:30 | 609 | 600
2018-05-26 21:00 | 647 | 639
2018-05-26 21:30 | 604 | 596
2018-05-26 22:00 | 572 | 563
2018-05-26 22:30 | 619 | 602
2018-05-26 23:00 | 643 | 621
2018-05-26 23:30 | 608 | 583
2018-05-27 | 550 | 515
2018-05-27 00:30 | 510 | 462
2018-05-27 01:00 | 475 | 421
2018-05-27 01:30 | 476 | 419
2018-05-27 02:00 | 474 | 412
2018-05-27 02:30 | 479 | 418
2018-05-27 03:00 | 464 | 399
2018-05-27 03:30 | 487 | 427
2018-05-27 04:00 | 488 | 428
2018-05-27 04:30 | 488 | 428
2018-05-27 05:00 | 494 | 436
2018-05-27 05:30 | 489 | 431
2018-05-27 06:00 | 511 | 458
2018-05-27 06:30 | 480 | 421
2018-05-27 07:00 | 496 | 442
2018-05-27 07:30 | 503 | 451
2018-05-27 08:00 | 475 | 426
2018-05-27 08:30 | 463 | 418
2018-05-27 09:00 | 450 | 413
2018-05-27 09:30 | 432 | 394
2018-05-27 10:00 | 397 | 355
2018-05-27 10:30 | 366 | 323
2018-05-27 11:00 | 381 | 348
2018-05-27 11:30 | 404 | 373
2018-05-27 12:00 | 396 | 365
2018-05-27 12:30 | 386 | 354
2018-05-27 13:00 | 400 | 369
2018-05-27 13:30 | 393 | 361
2018-05-27 14:00 | 420 | 391
2018-05-27 14:30 | 435 | 408
2018-05-27 15:00 | 434 | 407
2018-05-27 15:30 | 465 | 441
2018-05-27 16:00 | 539 | 522
2018-05-27 16:30 | 530 | 513
2018-05-27 17:00 | 525 | 508
2018-05-27 17:30 | 594 | 586
2018-05-27 18:00 | 657 | 651
2018-05-27 18:30 | 655 | 648
2018-05-27 19:00 | 634 | 626
2018-05-27 19:30 | 606 | 598
2018-05-27 20:00 | 599 | 592
2018-05-27 20:30 | 583 | 574
2018-05-27 21:00 | 536 | 525
2018-05-27 21:30 | 566 | 553
2018-05-27 22:00 | 619 | 606
2018-05-27 22:30 | 641 | 618
2018-05-27 23:00 | 652 | 629
2018-05-27 23:30 | 587 | 558
2018-05-28 | 545 | 506
2018-05-28 00:30 | 499 | 446
2018-05-28 01:00 | 477 | 420
2018-05-28 01:30 | 479 | 419
2018-05-28 02:00 | 473 | 411
2018-05-28 02:30 | 507 | 450
2018-05-28 03:00 | 523 | 469
2018-05-28 03:30 | 516 | 461
2018-05-28 04:00 | 528 | 475
2018-05-28 04:30 | 490 | 432
2018-05-28 05:00 | 515 | 462
2018-05-28 05:30 | 544 | 498
2018-05-28 06:00 | 595 | 559
2018-05-28 06:30 | 646 | 623
2018-05-28 07:00 | 684 | 671
2018-05-28 07:30 | 671 | 662
2018-05-28 08:00 | 620 | 610
2018-05-28 08:30 | 578 | 566
2018-05-28 09:00 | 548 | 534
2018-05-28 09:30 | 515 | 499
2018-05-28 10:00 | 462 | 442
2018-05-28 10:30 | 470 | 452
2018-05-28 11:00 | 528 | 514
2018-05-28 11:30 | 488 | 474
2018-05-28 12:00 | 539 | 527
2018-05-28 12:30 | 532 | 519
2018-05-28 13:00 | 523 | 509
2018-05-28 13:30 | 584 | 573
2018-05-28 14:00 | 584 | 573
2018-05-28 14:30 | 563 | 552
2018-05-28 15:00 | 552 | 541
2018-05-28 15:30 | 523 | 510
2018-05-28 16:00 | 477 | 461
2018-05-28 16:30 | 491 | 476
2018-05-28 17:00 | 542 | 530
2018-05-28 17:30 | 605 | 596
2018-05-28 18:00 | 634 | 626
2018-05-28 18:30 | 604 | 593
2018-05-28 19:00 | 562 | 548
2018-05-28 19:30 | 566 | 552
2018-05-28 20:00 | 516 | 501
2018-05-28 20:30 | 494 | 477
2018-05-28 21:00 | 502 | 487
2018-05-28 21:30 | 497 | 480
2018-05-28 22:00 | 510 | 492
2018-05-28 22:30 | 528 | 511
2018-05-28 23:00 | 588 | 573
2018-05-28 23:30 | 543 | 525
2018-05-29 | 498 | 477
2018-05-29 00:30 | 440 | 410
2018-05-29 01:00 | 392 | 357
2018-05-29 01:30 | 369 | 329
2018-05-29 02:00 | 371 | 331
2018-05-29 02:30 | 380 | 335
2018-05-29 03:00 | 407 | 360
2018-05-29 03:30 | 435 | 392
2018-05-29 04:00 | 448 | 408
2018-05-29 04:30 | 492 | 457
2018-05-29 05:00 | 533 | 504
2018-05-29 05:30 | 556 | 531
2018-05-29 06:00 | 575 | 553
2018-05-29 06:30 | 583 | 566
2018-05-29 07:00 | 674 | 668
2018-05-29 07:30 | 647 | 640
2018-05-29 08:00 | 602 | 596
2018-05-29 08:30 | 555 | 549
2018-05-29 09:00 | 526 | 518
2018-05-29 09:30 | 485 | 476
2018-05-29 10:00 | 485 | 476
2018-05-29 10:30 | 473 | 464
2018-05-29 11:00 | 449 | 439
2018-05-29 11:30 | 467 | 459
2018-05-29 12:00 | 469 | 461
2018-05-29 12:30 | 484 | 477
2018-05-29 13:00 | 493 | 487
2018-05-29 13:30 | 534 | 528
2018-05-29 14:00 | 501 | 494
2018-05-29 14:30 | 493 | 485
2018-05-29 15:00 | 500 | 493
2018-05-29 15:30 | 489 | 482
2018-05-29 16:00 | 470 | 462
2018-05-29 16:30 | 487 | 479
2018-05-29 17:00 | 586 | 581
2018-05-29 17:30 | 697 | 694
2018-05-29 18:00 | 701 | 698
2018-05-29 18:30 | 671 | 667
2018-05-29 19:00 | 648 | 643
2018-05-29 19:30 | 637 | 632
2018-05-29 20:00 | 616 | 610
2018-05-29 20:30 | 553 | 544
2018-05-29 21:00 | 544 | 537
2018-05-29 21:30 | 527 | 513
2018-05-29 22:00 | 513 | 496
2018-05-29 22:30 | 485 | 465
2018-05-29 23:00 | 528 | 510
2018-05-29 23:30 | 484 | 463
2018-05-30 | 423 | 398
2018-05-30 00:30 | 367 | 333
2018-05-30 01:00 | 348 | 312
2018-05-30 01:30 | 344 | 299
2018-05-30 02:00 | 378 | 333
2018-05-30 02:30 | 366 | 305
2018-05-30 03:00 | 362 | 299
2018-05-30 03:30 | 346 | 279
2018-05-30 04:00 | 330 | 269
2018-05-30 04:30 | 345 | 294
2018-05-30 05:00 | 374 | 330
2018-05-30 05:30 | 424 | 391
2018-05-30 06:00 | 513 | 490
2018-05-30 06:30 | 508 | 489
2018-05-30 07:00 | 493 | 478
2018-05-30 07:30 | 528 | 516
2018-05-30 08:00 | 463 | 448
2018-05-30 08:30 | 432 | 414
2018-05-30 09:00 | 376 | 353
2018-05-30 09:30 | 348 | 322
2018-05-30 10:00 | 379 | 356
2018-05-30 10:30 | 373 | 352
2018-05-30 11:00 | 337 | 312
2018-05-30 11:30 | 352 | 328
2018-05-30 12:00 | 344 | 319
2018-05-30 12:30 | 351 | 328
2018-05-30 13:00 | 343 | 318
2018-05-30 13:30 | 350 | 326
2018-05-30 14:00 | 356 | 334
2018-05-30 14:30 | 372 | 352
2018-05-30 15:00 | 404 | 386
2018-05-30 15:30 | 440 | 425
2018-05-30 16:00 | 494 | 482
2018-05-30 16:30 | 547 | 536
2018-05-30 17:00 | 560 | 550
2018-05-30 17:30 | 585 | 576
2018-05-30 18:00 | 624 | 617
2018-05-30 18:30 | 635 | 627
2018-05-30 19:00 | 671 | 665
2018-05-30 19:30 | 688 | 682
2018-05-30 20:00 | 627 | 619
2018-05-30 20:30 | 590 | 582
2018-05-30 21:00 | 606 | 598
2018-05-30 21:30 | 580 | 566
2018-05-30 22:00 | 560 | 540
2018-05-30 22:30 | 587 | 566
2018-05-30 23:00 | 635 | 617
2018-05-30 23:30 | 592 | 566
2018-05-31 | 528 | 487
2018-05-31 00:30 | 474 | 425
2018-05-31 01:00 | 419 | 359
2018-05-31 01:30 | 406 | 354
2018-05-31 02:00 | 397 | 341
2018-05-31 02:30 | 399 | 345
2018-05-31 03:00 | 398 | 342
2018-05-31 03:30 | 386 | 327
2018-05-31 04:00 | 392 | 333
2018-05-31 04:30 | 407 | 354
2018-05-31 05:00 | 440 | 396
2018-05-31 05:30 | 513 | 481
2018-05-31 06:00 | 583 | 568
2018-05-31 06:30 | 622 | 616
2018-05-31 07:00 | 629 | 627
2018-05-31 07:30 | 671 | 668
2018-05-31 08:00 | 659 | 654
2018-05-31 08:30 | 581 | 574
2018-05-31 09:00 | 515 | 506
2018-05-31 09:30 | 488 | 478
2018-05-31 10:00 | 455 | 443
2018-05-31 10:30 | 431 | 417
2018-05-31 11:00 | 390 | 374
2018-05-31 11:30 | 367 | 349
2018-05-31 12:00 | 368 | 349
2018-05-31 12:30 | 381 | 363
2018-05-31 13:00 | 376 | 357
2018-05-31 13:30 | 390 | 372
2018-05-31 14:00 | 414 | 399
2018-05-31 14:30 | 418 | 403
2018-05-31 15:00 | 430 | 415
2018-05-31 15:30 | 487 | 475
2018-05-31 16:00 | 545 | 535
2018-05-31 16:30 | 559 | 551
2018-05-31 17:00 | 618 | 612
2018-05-31 17:30 | 647 | 641
2018-05-31 18:00 | 610 | 604
2018-05-31 18:30 | 609 | 603
2018-05-31 19:00 | 614 | 607
2018-05-31 19:30 | 592 | 583
2018-05-31 20:00 | 622 | 616
2018-05-31 20:30 | 595 | 588
2018-05-31 21:00 | 578 | 571
2018-05-31 21:30 | 510 | 499
2018-05-31 22:00 | 509 | 496
2018-05-31 22:30 | 531 | 517
2018-05-31 23:00 | 569 | 556
2018-05-31 23:30 | 525 | 510
2018-06-01 | 443 | 422
2018-06-01 00:30 | 362 | 330
2018-06-01 01:00 | 324 | 277
2018-06-01 01:30 | 342 | 302
2018-06-01 02:00 | 368 | 322
2018-06-01 02:30 | 394 | 336
2018-06-01 03:00 | 383 | 320
2018-06-01 03:30 | 373 | 308
2018-06-01 04:00 | 396 | 337
2018-06-01 04:30 | 392 | 334
2018-06-01 05:00 | 426 | 378
2018-06-01 05:30 | 458 | 417
2018-06-01 06:00 | 526 | 504
2018-06-01 06:30 | 628 | 617
2018-06-01 07:00 | 705 | 697
2018-06-01 07:30 | 710 | 700
2018-06-01 08:00 | 617 | 604
2018-06-01 08:30 | 504 | 484
2018-06-01 09:00 | 458 | 433
2018-06-01 09:30 | 394 | 361
2018-06-01 10:00 | 363 | 326
2018-06-01 10:30 | 346 | 308
2018-06-01 11:00 | 327 | 285
2018-06-01 11:30 | 287 | 240
2018-06-01 12:00 | 270 | 227
2018-06-01 12:30 | 271 | 240
2018-06-01 13:00 | 269 | 238
2018-06-01 13:30 | 283 | 255
2018-06-01 14:00 | 305 | 280
2018-06-01 14:30 | 306 | 281
2018-06-01 15:00 | 348 | 328
2018-06-01 15:30 | 373 | 356
2018-06-01 16:00 | 398 | 384
2018-06-01 16:30 | 448 | 435
2018-06-01 17:00 | 528 | 522
2018-06-01 17:30 | 539 | 533
2018-06-01 18:00 | 555 | 549
2018-06-01 18:30 | 563 | 558
2018-06-01 19:00 | 589 | 585
2018-06-01 19:30 | 633 | 630
2018-06-01 20:00 | 623 | 620
2018-06-01 20:30 | 564 | 559
2018-06-01 21:00 | 557 | 552
2018-06-01 21:30 | 588 | 580
2018-06-01 22:00 | 573 | 563
2018-06-01 22:30 | 539 | 526
2018-06-01 23:00 | 576 | 564
2018-06-01 23:30 | 528 | 513
2018-06-02 | 461 | 441
2018-06-02 00:30 | 396 | 365
2018-06-02 01:00 | 403 | 356
2018-06-02 01:30 | 374 | 319
2018-06-02 02:00 | 376 | 321
2018-06-02 02:30 | 391 | 338
2018-06-02 03:00 | 370 | 312
2018-06-02 03:30 | 371 | 313
2018-06-02 04:00 | 374 | 317
2018-06-02 04:30 | 377 | 322
2018-06-02 05:00 | 383 | 330
2018-06-02 05:30 | 390 | 340
2018-06-02 06:00 | 426 | 394
2018-06-02 06:30 | 481 | 455
2018-06-02 07:00 | 492 | 468
2018-06-02 07:30 | 463 | 438
2018-06-02 08:00 | 398 | 378
2018-06-02 08:30 | 357 | 334
2018-06-02 09:00 | 326 | 299
2018-06-02 09:30 | 287 | 263
2018-06-02 10:00 | 258 | 229
2018-06-02 10:30 | 244 | 214
2018-06-02 11:00 | 239 | 206
2018-06-02 11:30 | 229 | 200
2018-06-02 12:00 | 239 | 197
2018-06-02 12:30 | 243 | 186
2018-06-02 13:00 | 301 | 257
2018-06-02 13:30 | 307 | 249
2018-06-02 14:00 | 261 | 206
2018-06-02 14:30 | 298 | 264
2018-06-02 15:00 | 341 | 310
2018-06-02 15:30 | 370 | 342
2018-06-02 16:00 | 372 | 345
2018-06-02 16:30 | 408 | 387
2018-06-02 17:00 | 454 | 436
2018-06-02 17:30 | 539 | 526
2018-06-02 18:00 | 580 | 570
2018-06-02 18:30 | 590 | 580
2018-06-02 19:00 | 617 | 607
2018-06-02 19:30 | 604 | 593
2018-06-02 20:00 | 566 | 554
2018-06-02 20:30 | 498 | 480
2018-06-02 21:00 | 506 | 490
2018-06-02 21:30 | 509 | 494
2018-06-02 22:00 | 481 | 465
2018-06-02 22:30 | 539 | 524
2018-06-02 23:00 | 559 | 546
2018-06-02 23:30 | 544 | 525
2018-06-03 | 511 | 485
2018-06-03 00:30 | 425 | 383
2018-06-03 01:00 | 394 | 339
2018-06-03 01:30 | 365 | 308
2018-06-03 02:00 | 351 | 291
2018-06-03 02:30 | 339 | 276
2018-06-03 03:00 | 345 | 281
2018-06-03 03:30 | 356 | 296
2018-06-03 04:00 | 364 | 304
2018-06-03 04:30 | 403 | 339
2018-06-03 05:00 | 419 | 365
2018-06-03 05:30 | 421 | 361
2018-06-03 06:00 | 418 | 370
2018-06-03 06:30 | 430 | 386
2018-06-03 07:00 | 457 | 418
2018-06-03 07:30 | 458 | 422
2018-06-03 08:00 | 432 | 401
2018-06-03 08:30 | 418 | 386
2018-06-03 09:00 | 368 | 330
2018-06-03 09:30 | 324 | 277
2018-06-03 10:00 | 325 | 277
2018-06-03 10:30 | 313 | 261
2018-06-03 11:00 | 284 | 221
2018-06-03 11:30 | 279 | 214
2018-06-03 12:00 | 295 | 236
2018-06-03 12:30 | 312 | 259
2018-06-03 13:00 | 325 | 272
2018-06-03 13:30 | 324 | 268
2018-06-03 14:00 | 300 | 244
2018-06-03 14:30 | 366 | 326
2018-06-03 15:00 | 427 | 396
2018-06-03 15:30 | 415 | 385
2018-06-03 16:00 | 410 | 379
2018-06-03 16:30 | 420 | 393
2018-06-03 17:00 | 483 | 466
2018-06-03 17:30 | 577 | 566
2018-06-03 18:00 | 572 | 562
2018-06-03 18:30 | 569 | 558
2018-06-03 19:00 | 629 | 620
2018-06-03 19:30 | 591 | 579
2018-06-03 20:00 | 570 | 557
2018-06-03 20:30 | 479 | 459
2018-06-03 21:00 | 517 | 500
2018-06-03 21:30 | 474 | 456
2018-06-03 22:00 | 454 | 433
2018-06-03 22:30 | 526 | 504
2018-06-03 23:00 | 539 | 509
2018-06-03 23:30 | 490 | 458
2018-06-04 | 448 | 409
2018-06-04 00:30 | 410 | 362
2018-06-04 01:00 | 371 | 312
2018-06-04 01:30 | 345 | 276
2018-06-04 02:00 | 293 | 217
2018-06-04 02:30 | 330 | 257
2018-06-04 03:00 | 324 | 247
2018-06-04 03:30 | 337 | 265
2018-06-04 04:00 | 371 | 300
2018-06-04 04:30 | 397 | 343
2018-06-04 05:00 | 433 | 388
2018-06-04 05:30 | 455 | 417
2018-06-04 06:00 | 477 | 451
2018-06-04 06:30 | 504 | 492
2018-06-04 07:00 | 491 | 480
2018-06-04 07:30 | 553 | 545
2018-06-04 08:00 | 493 | 485
2018-06-04 08:30 | 392 | 379
2018-06-04 09:00 | 361 | 347
2018-06-04 09:30 | 272 | 248
2018-06-04 10:00 | 252 | 228
2018-06-04 10:30 | 233 | 206
2018-06-04 11:00 | 226 | 198
2018-06-04 11:30 | 227 | 201
2018-06-04 12:00 | 233 | 208
2018-06-04 12:30 | 254 | 234
2018-06-04 13:00 | 273 | 254
2018-06-04 13:30 | 349 | 338
2018-06-04 14:00 | 353 | 342
2018-06-04 14:30 | 398 | 390
2018-06-04 15:00 | 398 | 390
2018-06-04 15:30 | 424 | 417
2018-06-04 16:00 | 499 | 494
2018-06-04 16:30 | 529 | 523
2018-06-04 17:00 | 538 | 532
2018-06-04 17:30 | 599 | 595
2018-06-04 18:00 | 617 | 613
2018-06-04 18:30 | 624 | 620
2018-06-04 19:00 | 626 | 622
2018-06-04 19:30 | 603 | 598
2018-06-04 20:00 | 551 | 544
2018-06-04 20:30 | 532 | 524
2018-06-04 21:00 | 538 | 531
2018-06-04 21:30 | 541 | 533
2018-06-04 22:00 | 527 | 512
2018-06-04 22:30 | 486 | 469
2018-06-04 23:00 | 546 | 531
2018-06-04 23:30 | 492 | 472
2018-06-05 | 407 | 378
2018-06-05 00:30 | 355 | 312
2018-06-05 01:00 | 336 | 282
2018-06-05 01:30 | 343 | 281
2018-06-05 02:00 | 325 | 259
2018-06-05 02:30 | 289 | 224
2018-06-05 03:00 | 335 | 285
2018-06-05 03:30 | 345 | 298
2018-06-05 04:00 | 385 | 345
2018-06-05 04:30 | 424 | 390
2018-06-05 05:00 | 487 | 459
2018-06-05 05:30 | 502 | 478
2018-06-05 06:00 | 492 | 472
2018-06-05 06:30 | 536 | 522
2018-06-05 07:00 | 590 | 579
2018-06-05 07:30 | 605 | 596
2018-06-05 08:00 | 553 | 540
2018-06-05 08:30 | 465 | 445
2018-06-05 09:00 | 425 | 405
2018-06-05 09:30 | 351 | 322
2018-06-05 10:00 | 304 | 268
2018-06-05 10:30 | 280 | 239
2018-06-05 11:00 | 273 | 232
2018-06-05 11:30 | 287 | 248
2018-06-05 12:00 | 321 | 288
2018-06-05 12:30 | 365 | 340
2018-06-05 13:00 | 347 | 323
2018-06-05 13:30 | 334 | 310
2018-06-05 14:00 | 336 | 311
2018-06-05 14:30 | 361 | 338
2018-06-05 15:00 | 421 | 404
2018-06-05 15:30 | 435 | 419
2018-06-05 16:00 | 454 | 438
2018-06-05 16:30 | 444 | 429
2018-06-05 17:00 | 404 | 392
2018-06-05 17:30 | 433 | 424
2018-06-05 18:00 | 603 | 601
2018-06-05 18:30 | 541 | 536
2018-06-05 19:00 | 533 | 529
2018-06-05 19:30 | 590 | 587
2018-06-05 20:00 | 501 | 495
2018-06-05 20:30 | 578 | 574
2018-06-05 21:00 | 589 | 586
2018-06-05 21:30 | 571 | 561
2018-06-05 22:00 | 558 | 547
2018-06-05 22:30 | 513 | 494
2018-06-05 23:00 | 566 | 542
2018-06-05 23:30 | 503 | 469
2018-06-06 | 446 | 407
2018-06-06 00:30 | 393 | 343
2018-06-06 01:00 | 368 | 319
2018-06-06 01:30 | 373 | 325
2018-06-06 02:00 | 406 | 356
2018-06-06 02:30 | 404 | 348
2018-06-06 03:00 | 404 | 348
2018-06-06 03:30 | 424 | 371
2018-06-06 04:00 | 460 | 412
2018-06-06 04:30 | 500 | 459
2018-06-06 05:00 | 544 | 509
2018-06-06 05:30 | 583 | 557
2018-06-06 06:00 | 602 | 586
2018-06-06 06:30 | 595 | 586
2018-06-06 07:00 | 552 | 545
2018-06-06 07:30 | 604 | 600
2018-06-06 08:00 | 478 | 468
2018-06-06 08:30 | 363 | 346
2018-06-06 09:00 | 279 | 253
2018-06-06 09:30 | 227 | 196
2018-06-06 10:00 | 194 | 158
2018-06-06 10:30 | 208 | 180
2018-06-06 11:00 | 188 | 155
2018-06-06 11:30 | 191 | 153
2018-06-06 12:00 | 183 | 145
2018-06-06 12:30 | 289 | 269
2018-06-06 13:00 | 382 | 369
2018-06-06 13:30 | 397 | 383
2018-06-06 14:00 | 396 | 383
2018-06-06 14:30 | 414 | 401
2018-06-06 15:00 | 412 | 399
2018-06-06 15:30 | 344 | 323
2018-06-06 16:00 | 325 | 307
2018-06-06 16:30 | 365 | 351
2018-06-06 17:00 | 457 | 447
2018-06-06 17:30 | 530 | 522
2018-06-06 18:00 | 586 | 580
2018-06-06 18:30 | 646 | 642
2018-06-06 19:00 | 669 | 665
2018-06-06 19:30 | 637 | 632
2018-06-06 20:00 | 601 | 595
2018-06-06 20:30 | 568 | 561
2018-06-06 21:00 | 508 | 498
2018-06-06 21:30 | 508 | 494
2018-06-06 22:00 | 498 | 476
2018-06-06 22:30 | 521 | 501
2018-06-06 23:00 | 560 | 540
2018-06-06 23:30 | 500 | 472
2018-06-07 | 432 | 399
2018-06-07 00:30 | 398 | 348
2018-06-07 01:00 | 468 | 422
2018-06-07 01:30 | 515 | 472
2018-06-07 02:00 | 533 | 491
2018-06-07 02:30 | 545 | 504
2018-06-07 03:00 | 549 | 508
2018-06-07 03:30 | 556 | 516
2018-06-07 04:00 | 577 | 539
2018-06-07 04:30 | 616 | 583
2018-06-07 05:00 | 648 | 618
2018-06-07 05:30 | 724 | 701
2018-06-07 06:00 | 698 | 675
2018-06-07 06:30 | 653 | 640
2018-06-07 07:00 | 632 | 623
2018-06-07 07:30 | 645 | 639
2018-06-07 08:00 | 632 | 625
2018-06-07 08:30 | 580 | 571
2018-06-07 09:00 | 545 | 539
2018-06-07 09:30 | 484 | 475
2018-06-07 10:00 | 467 | 458
2018-06-07 10:30 | 457 | 449
2018-06-07 11:00 | 420 | 408
2018-06-07 11:30 | 417 | 405
2018-06-07 12:00 | 393 | 380
2018-06-07 12:30 | 389 | 376
2018-06-07 13:00 | 401 | 388
2018-06-07 13:30 | 423 | 412
2018-06-07 14:00 | 342 | 323
2018-06-07 14:30 | 347 | 330
2018-06-07 15:00 | 347 | 331
2018-06-07 15:30 | 375 | 362
2018-06-07 16:00 | 416 | 406
2018-06-07 16:30 | 452 | 443
2018-06-07 17:00 | 501 | 493
2018-06-07 17:30 | 506 | 499
2018-06-07 18:00 | 467 | 461
2018-06-07 18:30 | 542 | 537
2018-06-07 19:00 | 408 | 399
2018-06-07 19:30 | 545 | 540
2018-06-07 20:00 | 595 | 593
2018-06-07 20:30 | 604 | 602
2018-06-07 21:00 | 551 | 547
2018-06-07 21:30 | 498 | 489
2018-06-07 22:00 | 408 | 391
2018-06-07 22:30 | 439 | 423
2018-06-07 23:00 | 493 | 477
2018-06-07 23:30 | 426 | 400
2018-06-08 | 350 | 312
2018-06-08 00:30 | 323 | 279
2018-06-08 01:00 | 290 | 251
2018-06-08 01:30 | 334 | 300
2018-06-08 02:00 | 349 | 287
2018-06-08 02:30 | 382 | 315
2018-06-08 03:00 | 338 | 254
2018-06-08 03:30 | 358 | 284
2018-06-08 04:00 | 404 | 342
2018-06-08 04:30 | 431 | 377
2018-06-08 05:00 | 486 | 441
2018-06-08 05:30 | 503 | 464
2018-06-08 06:00 | 528 | 495
2018-06-08 06:30 | 563 | 547
2018-06-08 07:00 | 597 | 587
2018-06-08 07:30 | 624 | 617
2018-06-08 08:00 | 604 | 601
2018-06-08 08:30 | 542 | 537
2018-06-08 09:00 | 501 | 496
2018-06-08 09:30 | 561 | 558
2018-06-08 10:00 | 539 | 536
2018-06-08 10:30 | 489 | 484
2018-06-08 11:00 | 443 | 438
2018-06-08 11:30 | 414 | 409
2018-06-08 12:00 | 392 | 387
2018-06-08 12:30 | 412 | 407
2018-06-08 13:00 | 433 | 428
2018-06-08 13:30 | 445 | 441
2018-06-08 14:00 | 432 | 426
2018-06-08 14:30 | 338 | 327
2018-06-08 15:00 | 345 | 333
2018-06-08 15:30 | 369 | 357
2018-06-08 16:00 | 417 | 407
2018-06-08 16:30 | 458 | 450
2018-06-08 17:00 | 511 | 504
2018-06-08 17:30 | 511 | 505
2018-06-08 18:00 | 476 | 470
2018-06-08 18:30 | 473 | 466
2018-06-08 19:00 | 498 | 492
2018-06-08 19:30 | 515 | 509
2018-06-08 20:00 | 501 | 494
2018-06-08 20:30 | 521 | 515
2018-06-08 21:00 | 469 | 461
2018-06-08 21:30 | 425 | 412
2018-06-08 22:00 | 402 | 383
2018-06-08 22:30 | 404 | 384
2018-06-08 23:00 | 452 | 434
2018-06-08 23:30 | 401 | 376
2018-06-09 | 338 | 303
2018-06-09 00:30 | 310 | 272
2018-06-09 01:00 | 263 | 218
2018-06-09 01:30 | 266 | 206
2018-06-09 02:00 | 287 | 219
2018-06-09 02:30 | 271 | 193
2018-06-09 03:00 | 265 | 183
2018-06-09 03:30 | 256 | 166
2018-06-09 04:00 | 249 | 170
2018-06-09 04:30 | 260 | 173
2018-06-09 05:00 | 264 | 181
2018-06-09 05:30 | 284 | 216
2018-06-09 06:00 | 327 | 274
2018-06-09 06:30 | 359 | 314
2018-06-09 07:00 | 411 | 374
2018-06-09 07:30 | 398 | 370
2018-06-09 08:00 | 412 | 394
2018-06-09 08:30 | 424 | 407
2018-06-09 09:00 | 394 | 373
2018-06-09 09:30 | 326 | 306
2018-06-09 10:00 | 320 | 305
2018-06-09 10:30 | 312 | 295
2018-06-09 11:00 | 309 | 292
2018-06-09 11:30 | 296 | 277
2018-06-09 12:00 | 301 | 282
2018-06-09 12:30 | 295 | 274
2018-06-09 13:00 | 278 | 255
2018-06-09 13:30 | 288 | 267
2018-06-09 14:00 | 288 | 267
2018-06-09 14:30 | 289 | 266
2018-06-09 15:00 | 296 | 276
2018-06-09 15:30 | 297 | 276
2018-06-09 16:00 | 333 | 317
2018-06-09 16:30 | 393 | 382
2018-06-09 17:00 | 433 | 424
2018-06-09 17:30 | 477 | 470
2018-06-09 18:00 | 484 | 477
2018-06-09 18:30 | 471 | 464
2018-06-09 19:00 | 469 | 461
2018-06-09 19:30 | 448 | 439
2018-06-09 20:00 | 423 | 413
2018-06-09 20:30 | 405 | 394
2018-06-09 21:00 | 374 | 361
2018-06-09 21:30 | 336 | 322
2018-06-09 22:00 | 316 | 300
2018-06-09 22:30 | 363 | 350
2018-06-09 23:00 | 420 | 406
2018-06-09 23:30 | 371 | 353
2018-06-10 | 343 | 319
2018-06-10 00:30 | 315 | 267
2018-06-10 01:00 | 291 | 237
2018-06-10 01:30 | 334 | 274
2018-06-10 02:00 | 337 | 267
2018-06-10 02:30 | 338 | 250
2018-06-10 03:00 | 344 | 256
2018-06-10 03:30 | 323 | 219
2018-06-10 04:00 | 342 | 253
2018-06-10 04:30 | 337 | 244
2018-06-10 05:00 | 329 | 229
2018-06-10 05:30 | 361 | 281
2018-06-10 06:00 | 406 | 342
2018-06-10 06:30 | 379 | 309
2018-06-10 07:00 | 361 | 303
2018-06-10 07:30 | 343 | 289
2018-06-10 08:00 | 325 | 268
2018-06-10 08:30 | 294 | 239
2018-06-10 09:00 | 268 | 228
2018-06-10 09:30 | 267 | 225
2018-06-10 10:00 | 262 | 201
2018-06-10 10:30 | 267 | 209
2018-06-10 11:00 | 246 | 179
2018-06-10 11:30 | 256 | 193
2018-06-10 12:00 | 267 | 210
2018-06-10 12:30 | 275 | 220
2018-06-10 13:00 | 286 | 235
2018-06-10 13:30 | 282 | 230
2018-06-10 14:00 | 304 | 259
2018-06-10 14:30 | 340 | 303
2018-06-10 15:00 | 381 | 351
2018-06-10 15:30 | 414 | 389
2018-06-10 16:00 | 466 | 445
2018-06-10 16:30 | 467 | 447
2018-06-10 17:00 | 522 | 510
2018-06-10 17:30 | 589 | 581
2018-06-10 18:00 | 619 | 613
2018-06-10 18:30 | 630 | 623
2018-06-10 19:00 | 643 | 636
2018-06-10 19:30 | 652 | 645
2018-06-10 20:00 | 632 | 624
2018-06-10 20:30 | 606 | 597
2018-06-10 21:00 | 583 | 572
2018-06-10 21:30 | 532 | 515
2018-06-10 22:00 | 473 | 450
2018-06-10 22:30 | 522 | 496
2018-06-10 23:00 | 574 | 544
2018-06-10 23:30 | 524 | 489
2018-06-11 | 462 | 421
2018-06-11 00:30 | 390 | 335
2018-06-11 01:00 | 352 | 274
2018-06-11 01:30 | 342 | 255
2018-06-11 02:00 | 334 | 242
2018-06-11 02:30 | 333 | 242
2018-06-11 03:00 | 346 | 261
2018-06-11 03:30 | 359 | 280
2018-06-11 04:00 | 385 | 315
2018-06-11 04:30 | 421 | 361
2018-06-11 05:00 | 445 | 392
2018-06-11 05:30 | 506 | 468
2018-06-11 06:00 | 549 | 527
2018-06-11 06:30 | 661 | 647
2018-06-11 07:00 | 783 | 775
2018-06-11 07:30 | 829 | 826
2018-06-11 08:00 | 755 | 750
2018-06-11 08:30 | 636 | 627
2018-06-11 09:00 | 568 | 555
2018-06-11 09:30 | 540 | 526
2018-06-11 10:00 | 522 | 506
2018-06-11 10:30 | 491 | 473
2018-06-11 11:00 | 462 | 441
2018-06-11 11:30 | 508 | 491
2018-06-11 12:00 | 544 | 528
2018-06-11 12:30 | 554 | 539
2018-06-11 13:00 | 585 | 572
2018-06-11 13:30 | 597 | 585
2018-06-11 14:00 | 611 | 599
2018-06-11 14:30 | 619 | 608
2018-06-11 15:00 | 648 | 637
2018-06-11 15:30 | 695 | 686
2018-06-11 16:00 | 750 | 743
2018-06-11 16:30 | 690 | 684
2018-06-11 17:00 | 702 | 697
2018-06-11 17:30 | 733 | 729
2018-06-11 18:00 | 772 | 768
2018-06-11 18:30 | 768 | 764
2018-06-11 19:00 | 764 | 759
2018-06-11 19:30 | 748 | 743
2018-06-11 20:00 | 753 | 749
2018-06-11 20:30 | 774 | 770
2018-06-11 21:00 | 714 | 711
2018-06-11 21:30 | 675 | 667
2018-06-11 22:00 | 716 | 708
2018-06-11 22:30 | 702 | 694
2018-06-11 23:00 | 689 | 679
2018-06-11 23:30 | 618 | 605
2018-06-12 | 535 | 516
2018-06-12 00:30 | 505 | 485
2018-06-12 01:00 | 466 | 434
2018-06-12 01:30 | 440 | 395
2018-06-12 02:00 | 430 | 383
2018-06-12 02:30 | 425 | 377
2018-06-12 03:00 | 435 | 389
2018-06-12 03:30 | 428 | 380
2018-06-12 04:00 | 424 | 376
2018-06-12 04:30 | 428 | 383
2018-06-12 05:00 | 557 | 529
2018-06-12 05:30 | 592 | 575
2018-06-12 06:00 | 655 | 647
2018-06-12 06:30 | 700 | 695
2018-06-12 07:00 | 743 | 742
2018-06-12 07:30 | 790 | 789
2018-06-12 08:00 | 735 | 732
2018-06-12 08:30 | 608 | 602
2018-06-12 09:00 | 519 | 510
2018-06-12 09:30 | 482 | 471
2018-06-12 10:00 | 416 | 400
2018-06-12 10:30 | 407 | 391
2018-06-12 11:00 | 386 | 370
2018-06-12 11:30 | 375 | 359
2018-06-12 12:00 | 364 | 346
2018-06-12 12:30 | 384 | 373
2018-06-12 13:00 | 396 | 387
2018-06-12 13:30 | 417 | 409
2018-06-12 14:00 | 437 | 430
2018-06-12 14:30 | 452 | 446
2018-06-12 15:00 | 498 | 494
2018-06-12 15:30 | 560 | 557
2018-06-12 16:00 | 653 | 651
2018-06-12 16:30 | 691 | 689
2018-06-12 17:00 | 692 | 690
2018-06-12 17:30 | 729 | 728
2018-06-12 18:00 | 749 | 747
2018-06-12 18:30 | 689 | 685
2018-06-12 19:00 | 764 | 761
2018-06-12 19:30 | 748 | 746
2018-06-12 20:00 | 702 | 699
2018-06-12 20:30 | 662 | 658
2018-06-12 21:00 | 638 | 636
2018-06-12 21:30 | 600 | 592
2018-06-12 22:00 | 598 | 587
2018-06-12 22:30 | 627 | 617
2018-06-12 23:00 | 640 | 630
2018-06-12 23:30 | 588 | 575
2018-06-13 | 516 | 498
2018-06-13 00:30 | 435 | 408
2018-06-13 01:00 | 378 | 344
2018-06-13 01:30 | 386 | 354
2018-06-13 02:00 | 369 | 334
2018-06-13 02:30 | 390 | 361
2018-06-13 03:00 | 410 | 384
2018-06-13 03:30 | 415 | 389
2018-06-13 04:00 | 404 | 377
2018-06-13 04:30 | 428 | 404
2018-06-13 05:00 | 498 | 479
2018-06-13 05:30 | 577 | 565
2018-06-13 06:00 | 640 | 631
2018-06-13 06:30 | 682 | 677
2018-06-13 07:00 | 726 | 723
2018-06-13 07:30 | 729 | 727
2018-06-13 08:00 | 693 | 689
2018-06-13 08:30 | 667 | 662
2018-06-13 09:00 | 597 | 590
2018-06-13 09:30 | 597 | 590
2018-06-13 10:00 | 571 | 563
2018-06-13 10:30 | 564 | 556
2018-06-13 11:00 | 579 | 572
2018-06-13 11:30 | 598 | 591
2018-06-13 12:00 | 617 | 610
2018-06-13 12:30 | 618 | 612
2018-06-13 13:00 | 643 | 637
2018-06-13 13:30 | 627 | 621
2018-06-13 14:00 | 636 | 630
2018-06-13 14:30 | 659 | 654
2018-06-13 15:00 | 644 | 638
2018-06-13 15:30 | 675 | 671
2018-06-13 16:00 | 665 | 660
2018-06-13 16:30 | 683 | 678
2018-06-13 17:00 | 702 | 698
2018-06-13 17:30 | 739 | 736
2018-06-13 18:00 | 655 | 650
2018-06-13 18:30 | 659 | 652
2018-06-13 19:00 | 657 | 651
2018-06-13 19:30 | 632 | 624
2018-06-13 20:00 | 615 | 605
2018-06-13 20:30 | 550 | 539
2018-06-13 21:00 | 551 | 544
2018-06-13 21:30 | 520 | 511
2018-06-13 22:00 | 510 | 495
2018-06-13 22:30 | 526 | 510
2018-06-13 23:00 | 589 | 575
2018-06-13 23:30 | 560 | 544
2018-06-14 | 492 | 468
2018-06-14 00:30 | 439 | 408
2018-06-14 01:00 | 410 | 375
2018-06-14 01:30 | 403 | 369
2018-06-14 02:00 | 413 | 377
2018-06-14 02:30 | 410 | 370
2018-06-14 03:00 | 417 | 370
2018-06-14 03:30 | 446 | 403
2018-06-14 04:00 | 468 | 428
2018-06-14 04:30 | 491 | 455
2018-06-14 05:00 | 516 | 484
2018-06-14 05:30 | 563 | 538
2018-06-14 06:00 | 605 | 589
2018-06-14 06:30 | 623 | 614
2018-06-14 07:00 | 632 | 627
2018-06-14 07:30 | 691 | 687
2018-06-14 08:00 | 685 | 678
2018-06-14 08:30 | 670 | 662
2018-06-14 09:00 | 656 | 648
2018-06-14 09:30 | 594 | 585
2018-06-14 10:00 | 582 | 572
2018-06-14 10:30 | 575 | 565
2018-06-14 11:00 | 597 | 587
2018-06-14 11:30 | 626 | 617
2018-06-14 12:00 | 624 | 614
2018-06-14 12:30 | 607 | 597
2018-06-14 13:00 | 590 | 579
2018-06-14 13:30 | 635 | 626
2018-06-14 14:00 | 621 | 612
2018-06-14 14:30 | 648 | 640
2018-06-14 15:00 | 655 | 647
2018-06-14 15:30 | 680 | 672
2018-06-14 16:00 | 687 | 679
2018-06-14 16:30 | 683 | 675
2018-06-14 17:00 | 692 | 685
2018-06-14 17:30 | 737 | 732
2018-06-14 18:00 | 732 | 728
2018-06-14 18:30 | 758 | 754
2018-06-14 19:00 | 745 | 741
2018-06-14 19:30 | 714 | 712
2018-06-14 20:00 | 692 | 690
2018-06-14 20:30 | 672 | 669
2018-06-14 21:00 | 621 | 617
2018-06-14 21:30 | 599 | 590
2018-06-14 22:00 | 547 | 535
2018-06-14 22:30 | 561 | 548
2018-06-14 23:00 | 604 | 592
2018-06-14 23:30 | 548 | 531
2018-06-15 | 493 | 460
2018-06-15 00:30 | 452 | 414
2018-06-15 01:00 | 442 | 401
2018-06-15 01:30 | 504 | 470
2018-06-15 02:00 | 487 | 451
2018-06-15 02:30 | 496 | 461
2018-06-15 03:00 | 507 | 472
2018-06-15 03:30 | 534 | 501
2018-06-15 04:00 | 568 | 538
2018-06-15 04:30 | 594 | 566
2018-06-15 05:00 | 645 | 622
2018-06-15 05:30 | 663 | 644
2018-06-15 06:00 | 649 | 630
2018-06-15 06:30 | 666 | 658
2018-06-15 07:00 | 644 | 636
2018-06-15 07:30 | 683 | 676
2018-06-15 08:00 | 644 | 640
2018-06-15 08:30 | 626 | 620
2018-06-15 09:00 | 604 | 598
2018-06-15 09:30 | 551 | 544
2018-06-15 10:00 | 521 | 512
2018-06-15 10:30 | 497 | 488
2018-06-15 11:00 | 497 | 490
2018-06-15 11:30 | 506 | 500
2018-06-15 12:00 | 513 | 508
2018-06-15 12:30 | 505 | 499
2018-06-15 13:00 | 494 | 488
2018-06-15 13:30 | 525 | 520
2018-06-15 14:00 | 560 | 556
2018-06-15 14:30 | 552 | 547
2018-06-15 15:00 | 568 | 564
2018-06-15 15:30 | 596 | 592
2018-06-15 16:00 | 631 | 628
2018-06-15 16:30 | 616 | 612
2018-06-15 17:00 | 658 | 655
2018-06-15 17:30 | 597 | 593
2018-06-15 18:00 | 581 | 577
2018-06-15 18:30 | 646 | 642
2018-06-15 19:00 | 657 | 653
2018-06-15 19:30 | 671 | 668
2018-06-15 20:00 | 666 | 663
2018-06-15 20:30 | 640 | 637
2018-06-15 21:00 | 606 | 602
2018-06-15 21:30 | 562 | 553
2018-06-15 22:00 | 577 | 565
2018-06-15 22:30 | 589 | 578
2018-06-15 23:00 | 641 | 631
2018-06-15 23:30 | 595 | 578
2018-06-16 | 527 | 504
2018-06-16 00:30 | 460 | 418
2018-06-16 01:00 | 450 | 401
2018-06-16 01:30 | 455 | 406
2018-06-16 02:00 | 442 | 390
2018-06-16 02:30 | 435 | 380
2018-06-16 03:00 | 490 | 442
2018-06-16 03:30 | 516 | 471
2018-06-16 04:00 | 538 | 497
2018-06-16 04:30 | 536 | 496
2018-06-16 05:00 | 613 | 580
2018-06-16 05:30 | 631 | 601
2018-06-16 06:00 | 617 | 588
2018-06-16 06:30 | 615 | 593
2018-06-16 07:00 | 581 | 560
2018-06-16 07:30 | 603 | 588
2018-06-16 08:00 | 551 | 537
2018-06-16 08:30 | 545 | 530
2018-06-16 09:00 | 507 | 490
2018-06-16 09:30 | 455 | 434
2018-06-16 10:00 | 448 | 426
2018-06-16 10:30 | 450 | 427
2018-06-16 11:00 | 420 | 394
2018-06-16 11:30 | 421 | 394
2018-06-16 12:00 | 412 | 384
2018-06-16 12:30 | 427 | 399
2018-06-16 13:00 | 400 | 369
2018-06-16 13:30 | 433 | 406
2018-06-16 14:00 | 412 | 384
2018-06-16 14:30 | 411 | 384
2018-06-16 15:00 | 414 | 388
2018-06-16 15:30 | 414 | 397
2018-06-16 16:00 | 454 | 443
2018-06-16 16:30 | 498 | 490
2018-06-16 17:00 | 530 | 524
2018-06-16 17:30 | 580 | 577
2018-06-16 18:00 | 648 | 646
2018-06-16 18:30 | 670 | 668
2018-06-16 19:00 | 683 | 682
2018-06-16 19:30 | 676 | 674
2018-06-16 20:00 | 645 | 642
2018-06-16 20:30 | 592 | 589
2018-06-16 21:00 | 551 | 547
2018-06-16 21:30 | 521 | 510
2018-06-16 22:00 | 500 | 486
2018-06-16 22:30 | 578 | 566
2018-06-16 23:00 | 625 | 610
2018-06-16 23:30 | 601 | 584
2018-06-17 | 522 | 501
2018-06-17 00:30 | 472 | 445
2018-06-17 01:00 | 427 | 396
2018-06-17 01:30 | 461 | 418
2018-06-17 02:00 | 464 | 417
2018-06-17 02:30 | 443 | 396
2018-06-17 03:00 | 443 | 390
2018-06-17 03:30 | 458 | 407
2018-06-17 04:00 | 491 | 445
2018-06-17 04:30 | 551 | 513
2018-06-17 05:00 | 601 | 568
2018-06-17 05:30 | 560 | 524
2018-06-17 06:00 | 511 | 470
2018-06-17 06:30 | 549 | 514
2018-06-17 07:00 | 570 | 538
2018-06-17 07:30 | 585 | 555
2018-06-17 08:00 | 579 | 558
2018-06-17 08:30 | 524 | 505
2018-06-17 09:00 | 489 | 468
2018-06-17 09:30 | 473 | 449
2018-06-17 10:00 | 423 | 394
2018-06-17 10:30 | 370 | 338
2018-06-17 11:00 | 328 | 293
2018-06-17 11:30 | 286 | 243
2018-06-17 12:00 | 268 | 221
2018-06-17 12:30 | 273 | 229
2018-06-17 13:00 | 298 | 258
2018-06-17 13:30 | 321 | 274
2018-06-17 14:00 | 351 | 310
2018-06-17 14:30 | 365 | 327
2018-06-17 15:00 | 384 | 348
2018-06-17 15:30 | 438 | 410
2018-06-17 16:00 | 474 | 450
2018-06-17 16:30 | 553 | 535
2018-06-17 17:00 | 602 | 597
2018-06-17 17:30 | 677 | 675
2018-06-17 18:00 | 729 | 728
2018-06-17 18:30 | 733 | 732
2018-06-17 19:00 | 726 | 725
2018-06-17 19:30 | 723 | 722
2018-06-17 20:00 | 715 | 714
2018-06-17 20:30 | 701 | 699
2018-06-17 21:00 | 657 | 655
2018-06-17 21:30 | 610 | 603
2018-06-17 22:00 | 604 | 591
2018-06-17 22:30 | 624 | 611
2018-06-17 23:00 | 658 | 646
2018-06-17 23:30 | 588 | 572
2018-06-18 | 507 | 487
2018-06-18 00:30 | 461 | 437
2018-06-18 01:00 | 464 | 432
2018-06-18 01:30 | 448 | 402
2018-06-18 02:00 | 461 | 416
2018-06-18 02:30 | 438 | 390
2018-06-18 03:00 | 407 | 353
2018-06-18 03:30 | 442 | 395
2018-06-18 04:00 | 465 | 421
2018-06-18 04:30 | 494 | 455
2018-06-18 05:00 | 527 | 493
2018-06-18 05:30 | 576 | 553
2018-06-18 06:00 | 628 | 614
2018-06-18 06:30 | 654 | 646
2018-06-18 07:00 | 725 | 723
2018-06-18 07:30 | 767 | 767
2018-06-18 08:00 | 626 | 624
2018-06-18 08:30 | 594 | 591
2018-06-18 09:00 | 570 | 567
2018-06-18 09:30 | 491 | 486
2018-06-18 10:00 | 478 | 472
2018-06-18 10:30 | 461 | 454
2018-06-18 11:00 | 437 | 430
2018-06-18 11:30 | 451 | 444
2018-06-18 12:00 | 478 | 472
2018-06-18 12:30 | 498 | 489
2018-06-18 13:00 | 489 | 479
2018-06-18 13:30 | 493 | 484
2018-06-18 14:00 | 503 | 494
2018-06-18 14:30 | 528 | 520
2018-06-18 15:00 | 531 | 523
2018-06-18 15:30 | 533 | 526
2018-06-18 16:00 | 523 | 518
2018-06-18 16:30 | 565 | 562
2018-06-18 17:00 | 629 | 627
2018-06-18 17:30 | 674 | 672
2018-06-18 18:00 | 689 | 687
2018-06-18 18:30 | 712 | 710
2018-06-18 19:00 | 745 | 744
2018-06-18 19:30 | 733 | 732
2018-06-18 20:00 | 696 | 694
2018-06-18 20:30 | 670 | 668
2018-06-18 21:00 | 664 | 661
2018-06-18 21:30 | 628 | 624
2018-06-18 22:00 | 581 | 575
2018-06-18 22:30 | 618 | 611
2018-06-18 23:00 | 619 | 609
2018-06-18 23:30 | 520 | 505
2018-06-19 | 439 | 417
2018-06-19 00:30 | 414 | 390
2018-06-19 01:00 | 356 | 326
2018-06-19 01:30 | 328 | 292
2018-06-19 02:00 | 316 | 278
2018-06-19 02:30 | 300 | 259
2018-06-19 03:00 | 303 | 264
2018-06-19 03:30 | 283 | 239
2018-06-19 04:00 | 292 | 248
2018-06-19 04:30 | 338 | 304
2018-06-19 05:00 | 395 | 370
2018-06-19 05:30 | 458 | 447
2018-06-19 06:00 | 529 | 523
2018-06-19 06:30 | 610 | 607
2018-06-19 07:00 | 605 | 603
2018-06-19 07:30 | 691 | 689
2018-06-19 08:00 | 674 | 671
2018-06-19 08:30 | 621 | 618
2018-06-19 09:00 | 552 | 547
2018-06-19 09:30 | 514 | 509
2018-06-19 10:00 | 502 | 496
2018-06-19 10:30 | 478 | 472
2018-06-19 11:00 | 455 | 450
2018-06-19 11:30 | 440 | 435
2018-06-19 12:00 | 439 | 435
2018-06-19 12:30 | 427 | 421
2018-06-19 13:00 | 434 | 429
2018-06-19 13:30 | 469 | 465
2018-06-19 14:00 | 456 | 452
2018-06-19 14:30 | 462 | 457
2018-06-19 15:00 | 455 | 450
2018-06-19 15:30 | 478 | 473
2018-06-19 16:00 | 506 | 502
2018-06-19 16:30 | 540 | 535
2018-06-19 17:00 | 588 | 584
2018-06-19 17:30 | 670 | 667
2018-06-19 18:00 | 736 | 734
2018-06-19 18:30 | 754 | 752
2018-06-19 19:00 | 793 | 791
2018-06-19 19:30 | 764 | 761
2018-06-19 20:00 | 751 | 749
2018-06-19 20:30 | 745 | 742
2018-06-19 21:00 | 730 | 727
2018-06-19 21:30 | 709 | 703
2018-06-19 22:00 | 671 | 662
2018-06-19 22:30 | 610 | 596
2018-06-19 23:00 | 623 | 612
2018-06-19 23:30 | 566 | 554
2018-06-20 | 479 | 462
2018-06-20 00:30 | 450 | 431
2018-06-20 01:00 | 405 | 381
2018-06-20 01:30 | 348 | 318
2018-06-20 02:00 | 323 | 291
2018-06-20 02:30 | 359 | 331
2018-06-20 03:00 | 453 | 434
2018-06-20 03:30 | 496 | 480
2018-06-20 04:00 | 507 | 492
2018-06-20 04:30 | 453 | 434
2018-06-20 05:00 | 476 | 460
2018-06-20 05:30 | 541 | 531
2018-06-20 06:00 | 630 | 625
2018-06-20 06:30 | 722 | 719
2018-06-20 07:00 | 756 | 754
2018-06-20 07:30 | 732 | 730
2018-06-20 08:00 | 646 | 642
2018-06-20 08:30 | 599 | 594
2018-06-20 09:00 | 554 | 548
2018-06-20 09:30 | 516 | 510
2018-06-20 10:00 | 498 | 491
2018-06-20 10:30 | 485 | 477
2018-06-20 11:00 | 492 | 484
2018-06-20 11:30 | 489 | 482
2018-06-20 12:00 | 502 | 494
2018-06-20 12:30 | 475 | 467
2018-06-20 13:00 | 478 | 470
2018-06-20 13:30 | 475 | 467
2018-06-20 14:00 | 471 | 463
2018-06-20 14:30 | 493 | 486
2018-06-20 15:00 | 498 | 491
2018-06-20 15:30 | 519 | 512
2018-06-20 16:00 | 546 | 540
2018-06-20 16:30 | 543 | 537
2018-06-20 17:00 | 537 | 531
2018-06-20 17:30 | 572 | 568
2018-06-20 18:00 | 543 | 538
2018-06-20 18:30 | 515 | 509
2018-06-20 19:00 | 560 | 556
2018-06-20 19:30 | 560 | 556
2018-06-20 20:00 | 615 | 612
2018-06-20 20:30 | 613 | 610
2018-06-20 21:00 | 619 | 615
2018-06-20 21:30 | 601 | 594
2018-06-20 22:00 | 579 | 569
2018-06-20 22:30 | 568 | 558
2018-06-20 23:00 | 639 | 630
2018-06-20 23:30 | 588 | 573
2018-06-21 | 518 | 499
2018-06-21 00:30 | 483 | 460
2018-06-21 01:00 | 448 | 422
2018-06-21 01:30 | 402 | 370
2018-06-21 02:00 | 377 | 343
2018-06-21 02:30 | 375 | 339
2018-06-21 03:00 | 351 | 311
2018-06-21 03:30 | 380 | 345
2018-06-21 04:00 | 404 | 373
2018-06-21 04:30 | 417 | 389
2018-06-21 05:00 | 452 | 427
2018-06-21 05:30 | 492 | 473
2018-06-21 06:00 | 542 | 527
2018-06-21 06:30 | 632 | 624
2018-06-21 07:00 | 640 | 635
2018-06-21 07:30 | 751 | 748
2018-06-21 08:00 | 561 | 554
2018-06-21 08:30 | 461 | 446
2018-06-21 09:00 | 400 | 385
2018-06-21 09:30 | 353 | 339
2018-06-21 10:00 | 291 | 266
2018-06-21 10:30 | 260 | 230
2018-06-21 11:00 | 236 | 214
2018-06-21 11:30 | 222 | 198
2018-06-21 12:00 | 224 | 200
2018-06-21 12:30 | 230 | 202
2018-06-21 13:00 | 244 | 217
2018-06-21 13:30 | 247 | 222
2018-06-21 14:00 | 273 | 252
2018-06-21 14:30 | 277 | 258
2018-06-21 15:00 | 237 | 210
2018-06-21 15:30 | 239 | 212
2018-06-21 16:00 | 252 | 237
2018-06-21 16:30 | 273 | 265
2018-06-21 17:00 | 334 | 329
2018-06-21 17:30 | 411 | 407
2018-06-21 18:00 | 472 | 469
2018-06-21 18:30 | 486 | 483
2018-06-21 19:00 | 488 | 485
2018-06-21 19:30 | 502 | 499
2018-06-21 20:00 | 503 | 500
2018-06-21 20:30 | 498 | 495
2018-06-21 21:00 | 463 | 458
2018-06-21 21:30 | 435 | 430
2018-06-21 22:00 | 445 | 440
2018-06-21 22:30 | 381 | 373
2018-06-21 23:00 | 423 | 417
2018-06-21 23:30 | 382 | 374
2018-06-22 | 314 | 302
2018-06-22 00:30 | 254 | 235
2018-06-22 01:00 | 241 | 214
2018-06-22 01:30 | 247 | 215
2018-06-22 02:00 | 237 | 205
2018-06-22 02:30 | 209 | 169
2018-06-22 03:00 | 225 | 190
2018-06-22 03:30 | 259 | 232
2018-06-22 04:00 | 296 | 267
2018-06-22 04:30 | 337 | 312
2018-06-22 05:00 | 472 | 459
2018-06-22 05:30 | 497 | 486
2018-06-22 06:00 | 442 | 430
2018-06-22 06:30 | 425 | 417
2018-06-22 07:00 | 442 | 437
2018-06-22 07:30 | 489 | 483
2018-06-22 08:00 | 460 | 456
2018-06-22 08:30 | 394 | 386
2018-06-22 09:00 | 353 | 342
2018-06-22 09:30 | 364 | 354
2018-06-22 10:00 | 305 | 292
2018-06-22 10:30 | 301 | 286
2018-06-22 11:00 | 261 | 243
2018-06-22 11:30 | 254 | 237
2018-06-22 12:00 | 296 | 283
2018-06-22 12:30 | 297 | 286
2018-06-22 13:00 | 285 | 278
2018-06-22 13:30 | 275 | 267
2018-06-22 14:00 | 291 | 284
2018-06-22 14:30 | 298 | 292
2018-06-22 15:00 | 274 | 266
2018-06-22 15:30 | 294 | 288
2018-06-22 16:00 | 299 | 293
2018-06-22 16:30 | 346 | 341
2018-06-22 17:00 | 440 | 436
2018-06-22 17:30 | 484 | 481
2018-06-22 18:00 | 501 | 497
2018-06-22 18:30 | 507 | 503
2018-06-22 19:00 | 517 | 513
2018-06-22 19:30 | 515 | 511
2018-06-22 20:00 | 502 | 497
2018-06-22 20:30 | 485 | 480
2018-06-22 21:00 | 446 | 441
2018-06-22 21:30 | 403 | 397
2018-06-22 22:00 | 366 | 358
2018-06-22 22:30 | 379 | 374
2018-06-22 23:00 | 421 | 413
2018-06-22 23:30 | 371 | 360
2018-06-23 | 324 | 311
2018-06-23 00:30 | 295 | 282
2018-06-23 01:00 | 300 | 268
2018-06-23 01:30 | 314 | 266
2018-06-23 02:00 | 281 | 211
2018-06-23 02:30 | 294 | 228
2018-06-23 03:00 | 317 | 260
2018-06-23 03:30 | 387 | 346
2018-06-23 04:00 | 390 | 349
2018-06-23 04:30 | 419 | 383
2018-06-23 05:00 | 472 | 442
2018-06-23 05:30 | 514 | 489
2018-06-23 06:00 | 539 | 516
2018-06-23 06:30 | 489 | 464
2018-06-23 07:00 | 486 | 467
2018-06-23 07:30 | 469 | 455
2018-06-23 08:00 | 396 | 387
2018-06-23 08:30 | 335 | 321
2018-06-23 09:00 | 316 | 299
2018-06-23 09:30 | 309 | 289
2018-06-23 10:00 | 272 | 252
2018-06-23 10:30 | 239 | 216
2018-06-23 11:00 | 235 | 203
2018-06-23 11:30 | 232 | 195
2018-06-23 12:00 | 265 | 237
2018-06-23 12:30 | 300 | 277
2018-06-23 13:00 | 326 | 298
2018-06-23 13:30 | 331 | 305
2018-06-23 14:00 | 367 | 330
2018-06-23 14:30 | 372 | 332
2018-06-23 15:00 | 376 | 338
2018-06-23 15:30 | 429 | 399
2018-06-23 16:00 | 465 | 440
2018-06-23 16:30 | 442 | 416
2018-06-23 17:00 | 432 | 416
2018-06-23 17:30 | 488 | 485
2018-06-23 18:00 | 535 | 533
2018-06-23 18:30 | 549 | 547
2018-06-23 19:00 | 564 | 562
2018-06-23 19:30 | 567 | 565
2018-06-23 20:00 | 530 | 527
2018-06-23 20:30 | 466 | 462
2018-06-23 21:00 | 432 | 427
2018-06-23 21:30 | 415 | 409
2018-06-23 22:00 | 385 | 377
2018-06-23 22:30 | 396 | 386
2018-06-23 23:00 | 446 | 431
2018-06-23 23:30 | 428 | 401
2018-06-24 | 381 | 344
2018-06-24 00:30 | 409 | 370
2018-06-24 01:00 | 431 | 389
2018-06-24 01:30 | 402 | 355
2018-06-24 02:00 | 375 | 321
2018-06-24 02:30 | 434 | 390
2018-06-24 03:00 | 401 | 350
2018-06-24 03:30 | 350 | 286
2018-06-24 04:00 | 329 | 258
2018-06-24 04:30 | 362 | 303
2018-06-24 05:00 | 406 | 358
2018-06-24 05:30 | 453 | 412
2018-06-24 06:00 | 471 | 433
2018-06-24 06:30 | 478 | 441
2018-06-24 07:00 | 499 | 466
2018-06-24 07:30 | 528 | 499
2018-06-24 08:00 | 500 | 470
2018-06-24 08:30 | 377 | 340
2018-06-24 09:00 | 325 | 281
2018-06-24 09:30 | 278 | 235
2018-06-24 10:00 | 274 | 238
2018-06-24 10:30 | 291 | 260
2018-06-24 11:00 | 341 | 315
2018-06-24 11:30 | 324 | 294
2018-06-24 12:00 | 319 | 287
2018-06-24 12:30 | 357 | 310
2018-06-24 13:00 | 346 | 298
2018-06-24 13:30 | 323 | 267
2018-06-24 14:00 | 267 | 189
2018-06-24 14:30 | 355 | 308
2018-06-24 15:00 | 346 | 298
2018-06-24 15:30 | 336 | 289
2018-06-24 16:00 | 385 | 347
2018-06-24 16:30 | 397 | 362
2018-06-24 17:00 | 377 | 352
2018-06-24 17:30 | 510 | 505
2018-06-24 18:00 | 526 | 523
2018-06-24 18:30 | 543 | 538
2018-06-24 19:00 | 550 | 545
2018-06-24 19:30 | 590 | 585
2018-06-24 20:00 | 545 | 539
2018-06-24 20:30 | 551 | 545
2018-06-24 21:00 | 504 | 496
2018-06-24 21:30 | 500 | 495
2018-06-24 22:00 | 495 | 490
2018-06-24 22:30 | 516 | 507
2018-06-24 23:00 | 558 | 548
2018-06-24 23:30 | 523 | 509
2018-06-25 | 487 | 469
2018-06-25 00:30 | 506 | 484
2018-06-25 01:00 | 525 | 493
2018-06-25 01:30 | 525 | 489
2018-06-25 02:00 | 499 | 458
2018-06-25 02:30 | 471 | 428
2018-06-25 03:00 | 444 | 397
2018-06-25 03:30 | 444 | 397
2018-06-25 04:00 | 426 | 375
2018-06-25 04:30 | 424 | 373
2018-06-25 05:00 | 451 | 407
2018-06-25 05:30 | 530 | 499
2018-06-25 06:00 | 542 | 519
2018-06-25 06:30 | 515 | 500
2018-06-25 07:00 | 519 | 507
2018-06-25 07:30 | 634 | 631
2018-06-25 08:00 | 597 | 592
2018-06-25 08:30 | 565 | 560
2018-06-25 09:00 | 549 | 544
2018-06-25 09:30 | 552 | 547
2018-06-25 10:00 | 504 | 497
2018-06-25 10:30 | 431 | 419
2018-06-25 11:00 | 399 | 386
2018-06-25 11:30 | 419 | 408
2018-06-25 12:00 | 387 | 374
2018-06-25 12:30 | 418 | 407
2018-06-25 13:00 | 435 | 425
2018-06-25 13:30 | 476 | 468
2018-06-25 14:00 | 450 | 441
2018-06-25 14:30 | 438 | 428
2018-06-25 15:00 | 389 | 377
2018-06-25 15:30 | 434 | 426
2018-06-25 16:00 | 559 | 554
2018-06-25 16:30 | 572 | 568
2018-06-25 17:00 | 587 | 582
2018-06-25 17:30 | 663 | 660
2018-06-25 18:00 | 636 | 632
2018-06-25 18:30 | 617 | 611
2018-06-25 19:00 | 600 | 594
2018-06-25 19:30 | 601 | 598
2018-06-25 20:00 | 590 | 587
2018-06-25 20:30 | 578 | 575
2018-06-25 21:00 | 529 | 524
2018-06-25 21:30 | 497 | 483
2018-06-25 22:00 | 478 | 462
2018-06-25 22:30 | 405 | 384
2018-06-25 23:00 | 468 | 450
2018-06-25 23:30 | 473 | 448
2018-06-26 | 496 | 461
2018-06-26 00:30 | 453 | 413
2018-06-26 01:00 | 436 | 394
2018-06-26 01:30 | 430 | 386
2018-06-26 02:00 | 442 | 398
2018-06-26 02:30 | 446 | 403
2018-06-26 03:00 | 436 | 391
2018-06-26 03:30 | 450 | 406
2018-06-26 04:00 | 478 | 439
2018-06-26 04:30 | 482 | 443
2018-06-26 05:00 | 529 | 497
2018-06-26 05:30 | 571 | 544
2018-06-26 06:00 | 580 | 559
2018-06-26 06:30 | 545 | 529
2018-06-26 07:00 | 554 | 542
2018-06-26 07:30 | 618 | 611
2018-06-26 08:00 | 535 | 524
2018-06-26 08:30 | 457 | 446
2018-06-26 09:00 | 432 | 422
2018-06-26 09:30 | 418 | 408
2018-06-26 10:00 | 407 | 396
2018-06-26 10:30 | 402 | 392
2018-06-26 11:00 | 380 | 368
2018-06-26 11:30 | 368 | 355
2018-06-26 12:00 | 343 | 327
2018-06-26 12:30 | 320 | 302
2018-06-26 13:00 | 341 | 325
2018-06-26 13:30 | 367 | 353
2018-06-26 14:00 | 395 | 383
2018-06-26 14:30 | 419 | 408
2018-06-26 15:00 | 440 | 432
2018-06-26 15:30 | 491 | 484
2018-06-26 16:00 | 530 | 524
2018-06-26 16:30 | 537 | 532
2018-06-26 17:00 | 591 | 586
2018-06-26 17:30 | 659 | 656
2018-06-26 18:00 | 643 | 638
2018-06-26 18:30 | 619 | 614
2018-06-26 19:00 | 634 | 629
2018-06-26 19:30 | 612 | 607
2018-06-26 20:00 | 590 | 585
2018-06-26 20:30 | 572 | 565
2018-06-26 21:00 | 558 | 551
2018-06-26 21:30 | 532 | 521
2018-06-26 22:00 | 482 | 469
2018-06-26 22:30 | 444 | 427
2018-06-26 23:00 | 503 | 490
2018-06-26 23:30 | 477 | 463
2018-06-27 | 503 | 483
2018-06-27 00:30 | 480 | 448
2018-06-27 01:00 | 453 | 411
2018-06-27 01:30 | 445 | 400
2018-06-27 02:00 | 454 | 409
2018-06-27 02:30 | 454 | 409
2018-06-27 03:00 | 430 | 381
2018-06-27 03:30 | 420 | 369
2018-06-27 04:00 | 429 | 380
2018-06-27 04:30 | 435 | 388
2018-06-27 05:00 | 458 | 417
2018-06-27 05:30 | 521 | 490
2018-06-27 06:00 | 590 | 568
2018-06-27 06:30 | 528 | 510
2018-06-27 07:00 | 538 | 531
2018-06-27 07:30 | 591 | 586
2018-06-27 08:00 | 514 | 505
2018-06-27 08:30 | 470 | 458
2018-06-27 09:00 | 491 | 481
2018-06-27 09:30 | 448 | 436
2018-06-27 10:00 | 431 | 419
2018-06-27 10:30 | 484 | 475
2018-06-27 11:00 | 475 | 466
2018-06-27 11:30 | 499 | 491
2018-06-27 12:00 | 491 | 483
2018-06-27 12:30 | 466 | 455
2018-06-27 13:00 | 443 | 431
2018-06-27 13:30 | 433 | 420
2018-06-27 14:00 | 429 | 415
2018-06-27 14:30 | 515 | 507
2018-06-27 15:00 | 483 | 472
2018-06-27 15:30 | 495 | 485
2018-06-27 16:00 | 522 | 514
2018-06-27 16:30 | 538 | 529
2018-06-27 17:00 | 589 | 583
2018-06-27 17:30 | 721 | 718
2018-06-27 18:00 | 646 | 640
2018-06-27 18:30 | 615 | 607
2018-06-27 19:00 | 653 | 647
2018-06-27 19:30 | 696 | 691
2018-06-27 20:00 | 661 | 655
2018-06-27 20:30 | 600 | 591
2018-06-27 21:00 | 578 | 568
2018-06-27 21:30 | 489 | 480
2018-06-27 22:00 | 513 | 505
2018-06-27 22:30 | 447 | 430
2018-06-27 23:00 | 475 | 460
2018-06-27 23:30 | 535 | 521
2018-06-28 | 463 | 440
2018-06-28 00:30 | 455 | 426
2018-06-28 01:00 | 455 | 412
2018-06-28 01:30 | 428 | 380
2018-06-28 02:00 | 417 | 366
2018-06-28 02:30 | 400 | 344
2018-06-28 03:00 | 381 | 320
2018-06-28 03:30 | 387 | 328
2018-06-28 04:00 | 391 | 333
2018-06-28 04:30 | 419 | 367
2018-06-28 05:00 | 459 | 415
2018-06-28 05:30 | 513 | 480
2018-06-28 06:00 | 584 | 564
2018-06-28 06:30 | 627 | 611
2018-06-28 07:00 | 615 | 605
2018-06-28 07:30 | 625 | 620
2018-06-28 08:00 | 502 | 494
2018-06-28 08:30 | 501 | 494
2018-06-28 09:00 | 512 | 505
2018-06-28 09:30 | 445 | 434
2018-06-28 10:00 | 433 | 422
2018-06-28 10:30 | 455 | 446
2018-06-28 11:00 | 449 | 440
2018-06-28 11:30 | 389 | 377
2018-06-28 12:00 | 379 | 367
2018-06-28 12:30 | 405 | 395
2018-06-28 13:00 | 376 | 363
2018-06-28 13:30 | 354 | 338
2018-06-28 14:00 | 417 | 404
2018-06-28 14:30 | 401 | 386
2018-06-28 15:00 | 377 | 360
2018-06-28 15:30 | 381 | 363
2018-06-28 16:00 | 381 | 364
2018-06-28 16:30 | 429 | 416
2018-06-28 17:00 | 510 | 500
2018-06-28 17:30 | 551 | 543
2018-06-28 18:00 | 559 | 551
2018-06-28 18:30 | 571 | 564
2018-06-28 19:00 | 633 | 629
2018-06-28 19:30 | 639 | 636
2018-06-28 20:00 | 598 | 595
2018-06-28 20:30 | 582 | 578
2018-06-28 21:00 | 535 | 529
2018-06-28 21:30 | 528 | 519
2018-06-28 22:00 | 508 | 498
2018-06-28 22:30 | 489 | 477
2018-06-28 23:00 | 531 | 520
2018-06-28 23:30 | 466 | 450
2018-06-29 | 406 | 384
2018-06-29 00:30 | 403 | 379
2018-06-29 01:00 | 427 | 401
2018-06-29 01:30 | 448 | 418
2018-06-29 02:00 | 453 | 423
2018-06-29 02:30 | 469 | 440
2018-06-29 03:00 | 478 | 448
2018-06-29 03:30 | 478 | 449
2018-06-29 04:00 | 473 | 443
2018-06-29 04:30 | 504 | 479
2018-06-29 05:00 | 550 | 528
2018-06-29 05:30 | 616 | 601
2018-06-29 06:00 | 633 | 623
2018-06-29 06:30 | 670 | 665
2018-06-29 07:00 | 647 | 645
2018-06-29 07:30 | 666 | 664
2018-06-29 08:00 | 592 | 588
2018-06-29 08:30 | 557 | 552
2018-06-29 09:00 | 541 | 534
2018-06-29 09:30 | 468 | 457
2018-06-29 10:00 | 432 | 419
2018-06-29 10:30 | 398 | 386
2018-06-29 11:00 | 408 | 400
2018-06-29 11:30 | 434 | 425
2018-06-29 12:00 | 402 | 393
2018-06-29 12:30 | 409 | 400
2018-06-29 13:00 | 432 | 423
2018-06-29 13:30 | 436 | 427
2018-06-29 14:00 | 450 | 442
2018-06-29 14:30 | 468 | 461
2018-06-29 15:00 | 464 | 457
2018-06-29 15:30 | 496 | 490
2018-06-29 16:00 | 473 | 467
2018-06-29 16:30 | 474 | 467
2018-06-29 17:00 | 506 | 500
2018-06-29 17:30 | 570 | 566
2018-06-29 18:00 | 563 | 558
2018-06-29 18:30 | 486 | 478
2018-06-29 19:00 | 511 | 505
2018-06-29 19:30 | 593 | 589
2018-06-29 20:00 | 608 | 605
2018-06-29 20:30 | 559 | 555
2018-06-29 21:00 | 536 | 532
2018-06-29 21:30 | 491 | 482
2018-06-29 22:00 | 484 | 471
2018-06-29 22:30 | 459 | 443
2018-06-29 23:00 | 504 | 489
2018-06-29 23:30 | 452 | 428
2018-06-30 | 399 | 366
2018-06-30 00:30 | 419 | 384
2018-06-30 01:00 | 478 | 439
2018-06-30 01:30 | 503 | 464
2018-06-30 02:00 | 498 | 458
2018-06-30 02:30 | 491 | 448
2018-06-30 03:00 | 478 | 433
2018-06-30 03:30 | 476 | 431
2018-06-30 04:00 | 469 | 423
2018-06-30 04:30 | 460 | 412
2018-06-30 05:00 | 487 | 444
2018-06-30 05:30 | 504 | 464
2018-06-30 06:00 | 511 | 480
2018-06-30 06:30 | 549 | 525
2018-06-30 07:00 | 507 | 480
2018-06-30 07:30 | 496 | 469
2018-06-30 08:00 | 354 | 326
2018-06-30 08:30 | 304 | 273
2018-06-30 09:00 | 313 | 285
2018-06-30 09:30 | 300 | 268
2018-06-30 10:00 | 319 | 289
2018-06-30 10:30 | 361 | 336
2018-06-30 11:00 | 373 | 347
2018-06-30 11:30 | 380 | 353
2018-06-30 12:00 | 378 | 352
2018-06-30 12:30 | 341 | 310
2018-06-30 13:00 | 388 | 356
2018-06-30 13:30 | 400 | 367
2018-06-30 14:00 | 440 | 413
2018-06-30 14:30 | 450 | 424
2018-06-30 15:00 | 498 | 476
2018-06-30 15:30 | 525 | 505
2018-06-30 16:00 | 463 | 438
2018-06-30 16:30 | 465 | 442
2018-06-30 17:00 | 421 | 400
2018-06-30 17:30 | 441 | 428
2018-06-30 18:00 | 484 | 474
2018-06-30 18:30 | 475 | 465
2018-06-30 19:00 | 463 | 452
2018-06-30 19:30 | 445 | 433
2018-06-30 20:00 | 413 | 398
2018-06-30 20:30 | 352 | 333
2018-06-30 21:00 | 308 | 285
2018-06-30 21:30 | 316 | 293
2018-06-30 22:00 | 318 | 293
2018-06-30 22:30 | 327 | 304
2018-06-30 23:00 | 376 | 359
2018-06-30 23:30 | 340 | 319
2018-07-01 | 332 | 302
2018-07-01 00:30 | 343 | 303
2018-07-01 01:00 | 380 | 335
2018-07-01 01:30 | 393 | 335
2018-07-01 02:00 | 403 | 345
2018-07-01 02:30 | 388 | 325
2018-07-01 03:00 | 385 | 322
2018-07-01 03:30 | 385 | 321
2018-07-01 04:00 | 397 | 335
2018-07-01 04:30 | 413 | 355
2018-07-01 05:00 | 429 | 373
2018-07-01 05:30 | 440 | 388
2018-07-01 06:00 | 427 | 374
2018-07-01 06:30 | 436 | 390
2018-07-01 07:00 | 419 | 377
2018-07-01 07:30 | 446 | 410
2018-07-01 08:00 | 357 | 311
2018-07-01 08:30 | 302 | 252
2018-07-01 09:00 | 319 | 274
2018-07-01 09:30 | 322 | 278
2018-07-01 10:00 | 325 | 281
2018-07-01 10:30 | 358 | 321
2018-07-01 11:00 | 370 | 336
2018-07-01 11:30 | 467 | 444
2018-07-01 12:00 | 529 | 509
2018-07-01 12:30 | 536 | 515
2018-07-01 13:00 | 549 | 529
2018-07-01 13:30 | 585 | 567
2018-07-01 14:00 | 602 | 584
2018-07-01 14:30 | 624 | 608
2018-07-01 15:00 | 612 | 596
2018-07-01 15:30 | 589 | 572
2018-07-01 16:00 | 560 | 541
2018-07-01 16:30 | 457 | 433
2018-07-01 17:00 | 486 | 474
2018-07-01 17:30 | 506 | 496
2018-07-01 18:00 | 483 | 472
2018-07-01 18:30 | 469 | 460
2018-07-01 19:00 | 514 | 507
2018-07-01 19:30 | 585 | 580
2018-07-01 20:00 | 567 | 563
2018-07-01 20:30 | 556 | 551
2018-07-01 21:00 | 529 | 523
2018-07-01 21:30 | 484 | 467
2018-07-01 22:00 | 472 | 453
2018-07-01 22:30 | 480 | 461
2018-07-01 23:00 | 497 | 479
2018-07-01 23:30 | 516 | 500
2018-07-02 | 565 | 542
2018-07-02 00:30 | 536 | 503
2018-07-02 01:00 | 497 | 454
2018-07-02 01:30 | 485 | 440
2018-07-02 02:00 | 498 | 454
2018-07-02 02:30 | 497 | 452
2018-07-02 03:00 | 482 | 434
2018-07-02 03:30 | 473 | 424
2018-07-02 04:00 | 468 | 418
2018-07-02 04:30 | 487 | 440
2018-07-02 05:00 | 516 | 474
2018-07-02 05:30 | 592 | 561
2018-07-02 06:00 | 596 | 573
2018-07-02 06:30 | 574 | 557
2018-07-02 07:00 | 515 | 495
2018-07-02 07:30 | 558 | 546
2018-07-02 08:00 | 477 | 466
2018-07-02 08:30 | 450 | 439
2018-07-02 09:00 | 435 | 421
2018-07-02 09:30 | 392 | 377
2018-07-02 10:00 | 411 | 400
2018-07-02 10:30 | 382 | 371
2018-07-02 11:00 | 369 | 357
2018-07-02 11:30 | 364 | 352
2018-07-02 12:00 | 384 | 373
2018-07-02 12:30 | 438 | 429
2018-07-02 13:00 | 488 | 481
2018-07-02 13:30 | 535 | 529
2018-07-02 14:00 | 564 | 558
2018-07-02 14:30 | 557 | 552
2018-07-02 15:00 | 535 | 528
2018-07-02 15:30 | 554 | 548
2018-07-02 16:00 | 575 | 570
2018-07-02 16:30 | 519 | 511
2018-07-02 17:00 | 518 | 510
2018-07-02 17:30 | 602 | 599
2018-07-02 18:00 | 569 | 563
2018-07-02 18:30 | 579 | 572
2018-07-02 19:00 | 632 | 628
2018-07-02 19:30 | 636 | 633
2018-07-02 20:00 | 601 | 597
2018-07-02 20:30 | 581 | 578
2018-07-02 21:00 | 584 | 582
2018-07-02 21:30 | 565 | 556
2018-07-02 22:00 | 531 | 516
2018-07-02 22:30 | 549 | 533
2018-07-02 23:00 | 600 | 585
2018-07-02 23:30 | 604 | 589
2018-07-03 | 549 | 523
2018-07-03 00:30 | 506 | 476
2018-07-03 01:00 | 524 | 490
2018-07-03 01:30 | 540 | 506
2018-07-03 02:00 | 547 | 511
2018-07-03 02:30 | 536 | 499
2018-07-03 03:00 | 514 | 474
2018-07-03 03:30 | 513 | 473
2018-07-03 04:00 | 508 | 468
2018-07-03 04:30 | 533 | 496
2018-07-03 05:00 | 564 | 532
2018-07-03 05:30 | 590 | 563
2018-07-03 06:00 | 621 | 603
2018-07-03 06:30 | 645 | 633
2018-07-03 07:00 | 655 | 646
2018-07-03 07:30 | 624 | 615
2018-07-03 08:00 | 562 | 551
2018-07-03 08:30 | 507 | 494
2018-07-03 09:00 | 477 | 463
2018-07-03 09:30 | 427 | 407
2018-07-03 10:00 | 374 | 350
2018-07-03 10:30 | 380 | 358
2018-07-03 11:00 | 420 | 400
2018-07-03 11:30 | 417 | 397
2018-07-03 12:00 | 384 | 361
2018-07-03 12:30 | 487 | 471
2018-07-03 13:00 | 549 | 535
2018-07-03 13:30 | 505 | 489
2018-07-03 14:00 | 563 | 550
2018-07-03 14:30 | 596 | 585
2018-07-03 15:00 | 612 | 600
2018-07-03 15:30 | 660 | 651
2018-07-03 16:00 | 670 | 664
2018-07-03 16:30 | 662 | 659
2018-07-03 17:00 | 619 | 616
2018-07-03 17:30 | 640 | 639
2018-07-03 18:00 | 696 | 696
2018-07-03 18:30 | 674 | 673
2018-07-03 19:00 | 686 | 686
2018-07-03 19:30 | 619 | 618
2018-07-03 20:00 | 564 | 562
2018-07-03 20:30 | 565 | 564
2018-07-03 21:00 | 579 | 577
2018-07-03 21:30 | 585 | 575
2018-07-03 22:00 | 603 | 590
2018-07-03 22:30 | 670 | 658
2018-07-03 23:00 | 716 | 705
2018-07-03 23:30 | 647 | 633
2018-07-04 | 606 | 590
2018-07-04 00:30 | 569 | 547
2018-07-04 01:00 | 559 | 530
2018-07-04 01:30 | 507 | 469
2018-07-04 02:00 | 470 | 431
2018-07-04 02:30 | 531 | 502
2018-07-04 03:00 | 479 | 445
2018-07-04 03:30 | 524 | 486
2018-07-04 04:00 | 512 | 474
2018-07-04 04:30 | 541 | 506
2018-07-04 05:00 | 600 | 570
2018-07-04 05:30 | 623 | 601
2018-07-04 06:00 | 643 | 627
2018-07-04 06:30 | 555 | 543
2018-07-04 07:00 | 509 | 504
2018-07-04 07:30 | 507 | 503
2018-07-04 08:00 | 428 | 421
2018-07-04 08:30 | 388 | 376
2018-07-04 09:00 | 398 | 385
2018-07-04 09:30 | 447 | 435
2018-07-04 10:00 | 456 | 443
2018-07-04 10:30 | 506 | 498
2018-07-04 11:00 | 527 | 520
2018-07-04 11:30 | 508 | 501
2018-07-04 12:00 | 486 | 479
2018-07-04 12:30 | 460 | 452
2018-07-04 13:00 | 451 | 443
2018-07-04 13:30 | 439 | 431
2018-07-04 14:00 | 476 | 469
2018-07-04 14:30 | 545 | 539
2018-07-04 15:00 | 610 | 606
2018-07-04 15:30 | 645 | 641
2018-07-04 16:00 | 668 | 664
2018-07-04 16:30 | 658 | 655
2018-07-04 17:00 | 594 | 591
2018-07-04 17:30 | 548 | 546
2018-07-04 18:00 | 548 | 547
2018-07-04 18:30 | 546 | 544
2018-07-04 19:00 | 549 | 547
2018-07-04 19:30 | 577 | 575
2018-07-04 20:00 | 571 | 569
2018-07-04 20:30 | 541 | 539
2018-07-04 21:00 | 490 | 486
2018-07-04 21:30 | 566 | 557
2018-07-04 22:00 | 638 | 626
2018-07-04 22:30 | 654 | 642
2018-07-04 23:00 | 686 | 675
2018-07-04 23:30 | 592 | 576
2018-07-05 | 547 | 517
2018-07-05 00:30 | 490 | 450
2018-07-05 01:00 | 454 | 409
2018-07-05 01:30 | 513 | 474
2018-07-05 02:00 | 564 | 530
2018-07-05 02:30 | 549 | 514
2018-07-05 03:00 | 543 | 508
2018-07-05 03:30 | 546 | 510
2018-07-05 04:00 | 540 | 503
2018-07-05 04:30 | 572 | 539
2018-07-05 05:00 | 610 | 581
2018-07-05 05:30 | 648 | 623
2018-07-05 06:00 | 605 | 586
2018-07-05 06:30 | 613 | 599
2018-07-05 07:00 | 580 | 569
2018-07-05 07:30 | 535 | 530
2018-07-05 08:00 | 514 | 509
2018-07-05 08:30 | 513 | 509
2018-07-05 09:00 | 495 | 490
2018-07-05 09:30 | 504 | 499
2018-07-05 10:00 | 538 | 534
2018-07-05 10:30 | 513 | 508
2018-07-05 11:00 | 574 | 570
2018-07-05 11:30 | 611 | 606
2018-07-05 12:00 | 642 | 638
2018-07-05 12:30 | 661 | 657
2018-07-05 13:00 | 738 | 735
2018-07-05 13:30 | 717 | 714
2018-07-05 14:00 | 683 | 680
2018-07-05 14:30 | 617 | 613
2018-07-05 15:00 | 592 | 587
2018-07-05 15:30 | 543 | 538
2018-07-05 16:00 | 667 | 663
2018-07-05 16:30 | 663 | 659
2018-07-05 17:00 | 687 | 684
2018-07-05 17:30 | 684 | 681
2018-07-05 18:00 | 687 | 686
2018-07-05 18:30 | 719 | 718
2018-07-05 19:00 | 734 | 733
2018-07-05 19:30 | 705 | 704
2018-07-05 20:00 | 742 | 740
2018-07-05 20:30 | 757 | 755
2018-07-05 21:00 | 712 | 710
2018-07-05 21:30 | 670 | 665
2018-07-05 22:00 | 669 | 661
2018-07-05 22:30 | 672 | 663
2018-07-05 23:00 | 723 | 715
2018-07-05 23:30 | 667 | 656
2018-07-06 | 610 | 590
2018-07-06 00:30 | 578 | 548
2018-07-06 01:00 | 562 | 526
2018-07-06 01:30 | 526 | 486
2018-07-06 02:00 | 518 | 477
2018-07-06 02:30 | 491 | 448
2018-07-06 03:00 | 479 | 434
2018-07-06 03:30 | 463 | 416
2018-07-06 04:00 | 476 | 431
2018-07-06 04:30 | 501 | 459
2018-07-06 05:00 | 541 | 504
2018-07-06 05:30 | 539 | 504
2018-07-06 06:00 | 587 | 560
2018-07-06 06:30 | 608 | 593
2018-07-06 07:00 | 579 | 566
2018-07-06 07:30 | 570 | 563
2018-07-06 08:00 | 546 | 544
2018-07-06 08:30 | 559 | 557
2018-07-06 09:00 | 578 | 577
2018-07-06 09:30 | 574 | 571
2018-07-06 10:00 | 617 | 615
2018-07-06 10:30 | 627 | 625
2018-07-06 11:00 | 627 | 625
2018-07-06 11:30 | 614 | 612
2018-07-06 12:00 | 632 | 630
2018-07-06 12:30 | 624 | 621
2018-07-06 13:00 | 597 | 594
2018-07-06 13:30 | 601 | 598
2018-07-06 14:00 | 617 | 614
2018-07-06 14:30 | 632 | 630
2018-07-06 15:00 | 625 | 623
2018-07-06 15:30 | 676 | 673
2018-07-06 16:00 | 711 | 709
2018-07-06 16:30 | 694 | 693
2018-07-06 17:00 | 729 | 728
2018-07-06 17:30 | 728 | 727
2018-07-06 18:00 | 673 | 672
2018-07-06 18:30 | 674 | 672
2018-07-06 19:00 | 703 | 701
2018-07-06 19:30 | 702 | 694
2018-07-06 20:00 | 709 | 702
2018-07-06 20:30 | 741 | 734
2018-07-06 21:00 | 723 | 716
2018-07-06 21:30 | 705 | 698
2018-07-06 22:00 | 661 | 652
2018-07-06 22:30 | 665 | 655
2018-07-06 23:00 | 708 | 699
2018-07-06 23:30 | 662 | 649
2018-07-07 | 595 | 564
2018-07-07 00:30 | 576 | 541
2018-07-07 01:00 | 535 | 498
2018-07-07 01:30 | 508 | 467
2018-07-07 02:00 | 510 | 468
2018-07-07 02:30 | 510 | 467
2018-07-07 03:00 | 498 | 453
2018-07-07 03:30 | 489 | 443
2018-07-07 04:00 | 485 | 439
2018-07-07 04:30 | 474 | 426
2018-07-07 05:00 | 498 | 453
2018-07-07 05:30 | 510 | 468
2018-07-07 06:00 | 519 | 479
2018-07-07 06:30 | 559 | 530
2018-07-07 07:00 | 582 | 557
2018-07-07 07:30 | 580 | 558
2018-07-07 08:00 | 566 | 549
2018-07-07 08:30 | 573 | 557
2018-07-07 09:00 | 569 | 556
2018-07-07 09:30 | 554 | 543
2018-07-07 10:00 | 588 | 578
2018-07-07 10:30 | 595 | 584
2018-07-07 11:00 | 571 | 560
2018-07-07 11:30 | 595 | 583
2018-07-07 12:00 | 587 | 575
2018-07-07 12:30 | 606 | 595
2018-07-07 13:00 | 646 | 636
2018-07-07 13:30 | 646 | 635
2018-07-07 14:00 | 614 | 602
2018-07-07 14:30 | 587 | 574
2018-07-07 15:00 | 596 | 583
2018-07-07 15:30 | 636 | 625
2018-07-07 16:00 | 619 | 607
2018-07-07 16:30 | 600 | 588
2018-07-07 17:00 | 592 | 581
2018-07-07 17:30 | 596 | 588
2018-07-07 18:00 | 601 | 595
2018-07-07 18:30 | 598 | 592
2018-07-07 19:00 | 620 | 614
2018-07-07 19:30 | 610 | 603
2018-07-07 20:00 | 618 | 610
2018-07-07 20:30 | 638 | 628
2018-07-07 21:00 | 637 | 624
2018-07-07 21:30 | 621 | 606
2018-07-07 22:00 | 618 | 603
2018-07-07 22:30 | 635 | 620
2018-07-07 23:00 | 684 | 668
2018-07-07 23:30 | 642 | 621
2018-07-08 | 581 | 548
2018-07-08 00:30 | 573 | 538
2018-07-08 01:00 | 559 | 522
2018-07-08 01:30 | 537 | 496
2018-07-08 02:00 | 549 | 508
2018-07-08 02:30 | 579 | 541
2018-07-08 03:00 | 614 | 578
2018-07-08 03:30 | 613 | 577
2018-07-08 04:00 | 595 | 557
2018-07-08 04:30 | 596 | 559
2018-07-08 05:00 | 538 | 494
2018-07-08 05:30 | 536 | 493
2018-07-08 06:00 | 541 | 500
2018-07-08 06:30 | 582 | 553
2018-07-08 07:00 | 597 | 570
2018-07-08 07:30 | 623 | 598
2018-07-08 08:00 | 571 | 545
2018-07-08 08:30 | 544 | 516
2018-07-08 09:00 | 538 | 510
2018-07-08 09:30 | 534 | 504
2018-07-08 10:00 | 493 | 459
2018-07-08 10:30 | 437 | 395
2018-07-08 11:00 | 378 | 325
2018-07-08 11:30 | 337 | 273
2018-07-08 12:00 | 342 | 284
2018-07-08 12:30 | 326 | 260
2018-07-08 13:00 | 318 | 266
2018-07-08 13:30 | 331 | 281
2018-07-08 14:00 | 351 | 305
2018-07-08 14:30 | 368 | 326
2018-07-08 15:00 | 407 | 371
2018-07-08 15:30 | 485 | 458
2018-07-08 16:00 | 569 | 550
2018-07-08 16:30 | 617 | 602
2018-07-08 17:00 | 625 | 613
2018-07-08 17:30 | 664 | 657
2018-07-08 18:00 | 707 | 702
2018-07-08 18:30 | 721 | 717
2018-07-08 19:00 | 725 | 718
2018-07-08 19:30 | 694 | 685
2018-07-08 20:00 | 717 | 707
2018-07-08 20:30 | 746 | 737
2018-07-08 21:00 | 693 | 684
2018-07-08 21:30 | 666 | 657
2018-07-08 22:00 | 654 | 642
2018-07-08 22:30 | 656 | 643
2018-07-08 23:00 | 717 | 706
2018-07-08 23:30 | 707 | 695
2018-07-09 | 675 | 654
2018-07-09 00:30 | 607 | 576
2018-07-09 01:00 | 572 | 538
2018-07-09 01:30 | 541 | 503
2018-07-09 02:00 | 549 | 511
2018-07-09 02:30 | 537 | 496
2018-07-09 03:00 | 525 | 483
2018-07-09 03:30 | 528 | 487
2018-07-09 04:00 | 538 | 498
2018-07-09 04:30 | 571 | 535
2018-07-09 05:00 | 622 | 592
2018-07-09 05:30 | 656 | 632
2018-07-09 06:00 | 706 | 693
2018-07-09 06:30 | 765 | 754
2018-07-09 07:00 | 724 | 720
2018-07-09 07:30 | 752 | 749
2018-07-09 08:00 | 729 | 724
2018-07-09 08:30 | 675 | 669
2018-07-09 09:00 | 599 | 590
2018-07-09 09:30 | 544 | 532
2018-07-09 10:00 | 506 | 493
2018-07-09 10:30 | 483 | 467
2018-07-09 11:00 | 437 | 418
2018-07-09 11:30 | 420 | 399
2018-07-09 12:00 | 421 | 400
2018-07-09 12:30 | 414 | 397
2018-07-09 13:00 | 401 | 385
2018-07-09 13:30 | 419 | 405
2018-07-09 14:00 | 448 | 436
2018-07-09 14:30 | 520 | 511
2018-07-09 15:00 | 525 | 517
2018-07-09 15:30 | 571 | 565
2018-07-09 16:00 | 564 | 558
2018-07-09 16:30 | 570 | 566
2018-07-09 17:00 | 621 | 619
2018-07-09 17:30 | 683 | 682
2018-07-09 18:00 | 678 | 675
2018-07-09 18:30 | 700 | 696
2018-07-09 19:00 | 713 | 709
2018-07-09 19:30 | 755 | 752
2018-07-09 20:00 | 828 | 826
2018-07-09 20:30 | 708 | 704
2018-07-09 21:00 | 657 | 651
2018-07-09 21:30 | 631 | 620
2018-07-09 22:00 | 650 | 639
2018-07-09 22:30 | 683 | 676
2018-07-09 23:00 | 667 | 660
2018-07-09 23:30 | 596 | 582
2018-07-10 | 540 | 517
2018-07-10 00:30 | 533 | 502
2018-07-10 01:00 | 543 | 507
2018-07-10 01:30 | 515 | 474
2018-07-10 02:00 | 508 | 468
2018-07-10 02:30 | 502 | 465
2018-07-10 03:00 | 507 | 466
2018-07-10 03:30 | 505 | 463
2018-07-10 04:00 | 503 | 462
2018-07-10 04:30 | 513 | 482
2018-07-10 05:00 | 579 | 555
2018-07-10 05:30 | 634 | 617
2018-07-10 06:00 | 677 | 666
2018-07-10 06:30 | 684 | 678
2018-07-10 07:00 | 631 | 626
2018-07-10 07:30 | 677 | 670
2018-07-10 08:00 | 638 | 628
2018-07-10 08:30 | 575 | 565
2018-07-10 09:00 | 566 | 557
2018-07-10 09:30 | 490 | 476
2018-07-10 10:00 | 433 | 416
2018-07-10 10:30 | 401 | 382
2018-07-10 11:00 | 370 | 349
2018-07-10 11:30 | 385 | 366
2018-07-10 12:00 | 382 | 363
2018-07-10 12:30 | 429 | 413
2018-07-10 13:00 | 456 | 442
2018-07-10 13:30 | 470 | 461
2018-07-10 14:00 | 494 | 487
2018-07-10 14:30 | 539 | 534
2018-07-10 15:00 | 541 | 535
2018-07-10 15:30 | 540 | 535
2018-07-10 16:00 | 583 | 579
2018-07-10 16:30 | 577 | 573
2018-07-10 17:00 | 614 | 611
2018-07-10 17:30 | 695 | 692
2018-07-10 18:00 | 738 | 737
2018-07-10 18:30 | 733 | 729
2018-07-10 19:00 | 765 | 762
2018-07-10 19:30 | 753 | 750
2018-07-10 20:00 | 709 | 705
2018-07-10 20:30 | 699 | 695
2018-07-10 21:00 | 693 | 688
2018-07-10 21:30 | 643 | 635
2018-07-10 22:00 | 584 | 573
2018-07-10 22:30 | 551 | 538
2018-07-10 23:00 | 573 | 560
2018-07-10 23:30 | 547 | 533
2018-07-11 | 484 | 465
2018-07-11 00:30 | 505 | 476
2018-07-11 01:00 | 491 | 457
2018-07-11 01:30 | 460 | 421
2018-07-11 02:00 | 483 | 442
2018-07-11 02:30 | 478 | 430
2018-07-11 03:00 | 479 | 432
2018-07-11 03:30 | 481 | 434
2018-07-11 04:00 | 487 | 440
2018-07-11 04:30 | 492 | 448
2018-07-11 05:00 | 551 | 516
2018-07-11 05:30 | 605 | 578
2018-07-11 06:00 | 621 | 597
2018-07-11 06:30 | 626 | 608
2018-07-11 07:00 | 619 | 601
2018-07-11 07:30 | 670 | 659
2018-07-11 08:00 | 650 | 640
2018-07-11 08:30 | 570 | 560
2018-07-11 09:00 | 523 | 512
2018-07-11 09:30 | 460 | 445
2018-07-11 10:00 | 429 | 413
2018-07-11 10:30 | 401 | 384
2018-07-11 11:00 | 425 | 411
2018-07-11 11:30 | 411 | 397
2018-07-11 12:00 | 474 | 463
2018-07-11 12:30 | 514 | 505
2018-07-11 13:00 | 535 | 527
2018-07-11 13:30 | 564 | 556
2018-07-11 14:00 | 562 | 555
2018-07-11 14:30 | 563 | 555
2018-07-11 15:00 | 581 | 574
2018-07-11 15:30 | 589 | 583
2018-07-11 16:00 | 591 | 584
2018-07-11 16:30 | 611 | 605
2018-07-11 17:00 | 649 | 644
2018-07-11 17:30 | 630 | 624
2018-07-11 18:00 | 584 | 579
2018-07-11 18:30 | 599 | 595
2018-07-11 19:00 | 731 | 729
2018-07-11 19:30 | 729 | 727
2018-07-11 20:00 | 711 | 708
2018-07-11 20:30 | 668 | 665
2018-07-11 21:00 | 616 | 611
2018-07-11 21:30 | 589 | 581
2018-07-11 22:00 | 579 | 568
2018-07-11 22:30 | 541 | 528
2018-07-11 23:00 | 573 | 560
2018-07-11 23:30 | 495 | 477
2018-07-12 | 391 | 363
2018-07-12 00:30 | 407 | 373
2018-07-12 01:00 | 438 | 401
2018-07-12 01:30 | 445 | 403
2018-07-12 02:00 | 443 | 401
2018-07-12 02:30 | 435 | 391
2018-07-12 03:00 | 422 | 376
2018-07-12 03:30 | 433 | 388
2018-07-12 04:00 | 444 | 401
2018-07-12 04:30 | 470 | 431
2018-07-12 05:00 | 513 | 480
2018-07-12 05:30 | 551 | 524
2018-07-12 06:00 | 571 | 546
2018-07-12 06:30 | 563 | 544
2018-07-12 07:00 | 503 | 480
2018-07-12 07:30 | 530 | 521
2018-07-12 08:00 | 507 | 495
2018-07-12 08:30 | 453 | 440
2018-07-12 09:00 | 446 | 431
2018-07-12 09:30 | 427 | 411
2018-07-12 10:00 | 381 | 361
2018-07-12 10:30 | 341 | 318
2018-07-12 11:00 | 347 | 327
2018-07-12 11:30 | 346 | 326
2018-07-12 12:00 | 319 | 297
2018-07-12 12:30 | 340 | 320
2018-07-12 13:00 | 348 | 330
2018-07-12 13:30 | 394 | 381
2018-07-12 14:00 | 429 | 417
2018-07-12 14:30 | 433 | 422
2018-07-12 15:00 | 457 | 446
2018-07-12 15:30 | 528 | 520
2018-07-12 16:00 | 502 | 491
2018-07-12 16:30 | 475 | 463
2018-07-12 17:00 | 477 | 465
2018-07-12 17:30 | 540 | 531
2018-07-12 18:00 | 538 | 528
2018-07-12 18:30 | 561 | 550
2018-07-12 19:00 | 595 | 587
2018-07-12 19:30 | 592 | 583
2018-07-12 20:00 | 545 | 534
2018-07-12 20:30 | 539 | 527
2018-07-12 21:00 | 499 | 486
2018-07-12 21:30 | 473 | 455
2018-07-12 22:00 | 441 | 422
2018-07-12 22:30 | 378 | 359
2018-07-12 23:00 | 349 | 327
2018-07-12 23:30 | 331 | 305
2018-07-13 | 296 | 262
2018-07-13 00:30 | 300 | 266
2018-07-13 01:00 | 355 | 315
2018-07-13 01:30 | 400 | 354
2018-07-13 02:00 | 415 | 371
2018-07-13 02:30 | 410 | 366
2018-07-13 03:00 | 390 | 340
2018-07-13 03:30 | 418 | 375
2018-07-13 04:00 | 427 | 384
2018-07-13 04:30 | 457 | 420
2018-07-13 05:00 | 511 | 481
2018-07-13 05:30 | 569 | 545
2018-07-13 06:00 | 619 | 600
2018-07-13 06:30 | 601 | 586
2018-07-13 07:00 | 572 | 560
2018-07-13 07:30 | 596 | 588
2018-07-13 08:00 | 485 | 477
2018-07-13 08:30 | 430 | 419
2018-07-13 09:00 | 406 | 394
2018-07-13 09:30 | 342 | 325
2018-07-13 10:00 | 308 | 289
2018-07-13 10:30 | 309 | 289
2018-07-13 11:00 | 299 | 278
2018-07-13 11:30 | 330 | 313
2018-07-13 12:00 | 377 | 367
2018-07-13 12:30 | 361 | 353
2018-07-13 13:00 | 399 | 391
2018-07-13 13:30 | 422 | 411
2018-07-13 14:00 | 433 | 424
2018-07-13 14:30 | 482 | 475
2018-07-13 15:00 | 523 | 517
2018-07-13 15:30 | 598 | 593
2018-07-13 16:00 | 639 | 635
2018-07-13 16:30 | 662 | 660
2018-07-13 17:00 | 705 | 703
2018-07-13 17:30 | 753 | 751
2018-07-13 18:00 | 729 | 727
2018-07-13 18:30 | 714 | 711
2018-07-13 19:00 | 602 | 595
2018-07-13 19:30 | 664 | 660
2018-07-13 20:00 | 698 | 694
2018-07-13 20:30 | 681 | 677
2018-07-13 21:00 | 579 | 571
2018-07-13 21:30 | 519 | 510
2018-07-13 22:00 | 516 | 507
2018-07-13 22:30 | 450 | 437
2018-07-13 23:00 | 449 | 435
2018-07-13 23:30 | 446 | 426
2018-07-14 | 420 | 397
2018-07-14 00:30 | 392 | 368
2018-07-14 01:00 | 373 | 339
2018-07-14 01:30 | 398 | 366
2018-07-14 02:00 | 422 | 383
2018-07-14 02:30 | 454 | 417
2018-07-14 03:00 | 452 | 415
2018-07-14 03:30 | 430 | 390
2018-07-14 04:00 | 430 | 390
2018-07-14 04:30 | 456 | 420
2018-07-14 05:00 | 499 | 468
2018-07-14 05:30 | 557 | 532
2018-07-14 06:00 | 582 | 561
2018-07-14 06:30 | 606 | 587
2018-07-14 07:00 | 587 | 573
2018-07-14 07:30 | 577 | 564
2018-07-14 08:00 | 512 | 504
2018-07-14 08:30 | 448 | 437
2018-07-14 09:00 | 374 | 361
2018-07-14 09:30 | 358 | 344
2018-07-14 10:00 | 308 | 288
2018-07-14 10:30 | 299 | 279
2018-07-14 11:00 | 333 | 301
2018-07-14 11:30 | 384 | 356
2018-07-14 12:00 | 384 | 353
2018-07-14 12:30 | 359 | 324
2018-07-14 13:00 | 365 | 317
2018-07-14 13:30 | 382 | 329
2018-07-14 14:00 | 398 | 349
2018-07-14 14:30 | 357 | 299
2018-07-14 15:00 | 387 | 338
2018-07-14 15:30 | 451 | 413
2018-07-14 16:00 | 520 | 491
2018-07-14 16:30 | 558 | 535
2018-07-14 17:00 | 528 | 510
2018-07-14 17:30 | 513 | 493
2018-07-14 18:00 | 560 | 550
2018-07-14 18:30 | 562 | 554
2018-07-14 19:00 | 604 | 597
2018-07-14 19:30 | 622 | 617
2018-07-14 20:00 | 630 | 624
2018-07-14 20:30 | 624 | 618
2018-07-14 21:00 | 602 | 595
2018-07-14 21:30 | 606 | 601
2018-07-14 22:00 | 607 | 602
2018-07-14 22:30 | 621 | 616
2018-07-14 23:00 | 603 | 597
2018-07-14 23:30 | 552 | 543
2018-07-15 | 461 | 448
2018-07-15 00:30 | 501 | 480
2018-07-15 01:00 | 543 | 515
2018-07-15 01:30 | 562 | 535
2018-07-15 02:00 | 544 | 514
2018-07-15 02:30 | 567 | 539
2018-07-15 03:00 | 554 | 525
2018-07-15 03:30 | 544 | 514
2018-07-15 04:00 | 550 | 520
2018-07-15 04:30 | 550 | 521
2018-07-15 05:00 | 562 | 535
2018-07-15 05:30 | 576 | 550
2018-07-15 06:00 | 564 | 539
2018-07-15 06:30 | 592 | 570
2018-07-15 07:00 | 599 | 579
2018-07-15 07:30 | 610 | 597
2018-07-15 08:00 | 588 | 579
2018-07-15 08:30 | 534 | 523
2018-07-15 09:00 | 471 | 455
2018-07-15 09:30 | 406 | 383
2018-07-15 10:00 | 357 | 332
2018-07-15 10:30 | 342 | 319
2018-07-15 11:00 | 333 | 311
2018-07-15 11:30 | 305 | 277
2018-07-15 12:00 | 293 | 247
2018-07-15 12:30 | 373 | 326
2018-07-15 13:00 | 396 | 351
2018-07-15 13:30 | 412 | 368
2018-07-15 14:00 | 443 | 402
2018-07-15 14:30 | 490 | 455
2018-07-15 15:00 | 459 | 421
2018-07-15 15:30 | 501 | 469
2018-07-15 16:00 | 572 | 547
2018-07-15 16:30 | 604 | 583
2018-07-15 17:00 | 643 | 625
2018-07-15 17:30 | 703 | 690
2018-07-15 18:00 | 694 | 685
2018-07-15 18:30 | 650 | 639
2018-07-15 19:00 | 655 | 646
2018-07-15 19:30 | 674 | 665
2018-07-15 20:00 | 671 | 662
2018-07-15 20:30 | 732 | 724
2018-07-15 21:00 | 680 | 671
2018-07-15 21:30 | 594 | 580
2018-07-15 22:00 | 567 | 552
2018-07-15 22:30 | 566 | 550
2018-07-15 23:00 | 589 | 573
2018-07-15 23:30 | 547 | 528
2018-07-16 | 487 | 460
2018-07-16 00:30 | 524 | 492
2018-07-16 01:00 | 509 | 470
2018-07-16 01:30 | 505 | 472
2018-07-16 02:00 | 508 | 467
2018-07-16 02:30 | 492 | 448
2018-07-16 03:00 | 497 | 453
2018-07-16 03:30 | 481 | 435
2018-07-16 04:00 | 504 | 461
2018-07-16 04:30 | 506 | 465
2018-07-16 05:00 | 543 | 511
2018-07-16 05:30 | 628 | 608
2018-07-16 06:00 | 653 | 641
2018-07-16 06:30 | 724 | 718
2018-07-16 07:00 | 743 | 740
2018-07-16 07:30 | 782 | 779
2018-07-16 08:00 | 715 | 710
2018-07-16 08:30 | 574 | 562
2018-07-16 09:00 | 456 | 440
2018-07-16 09:30 | 393 | 373
2018-07-16 10:00 | 335 | 311
2018-07-16 10:30 | 319 | 297
2018-07-16 11:00 | 317 | 294
2018-07-16 11:30 | 275 | 247
2018-07-16 12:00 | 270 | 240
2018-07-16 12:30 | 281 | 253
2018-07-16 13:00 | 306 | 282
2018-07-16 13:30 | 331 | 309
2018-07-16 14:00 | 334 | 314
2018-07-16 14:30 | 332 | 312
2018-07-16 15:00 | 386 | 371
2018-07-16 15:30 | 457 | 447
2018-07-16 16:00 | 480 | 471
2018-07-16 16:30 | 498 | 489
2018-07-16 17:00 | 518 | 508
2018-07-16 17:30 | 572 | 563
2018-07-16 18:00 | 624 | 618
2018-07-16 18:30 | 678 | 674
2018-07-16 19:00 | 713 | 708
2018-07-16 19:30 | 700 | 695
2018-07-16 20:00 | 696 | 692
2018-07-16 20:30 | 719 | 715
2018-07-16 21:00 | 681 | 677
2018-07-16 21:30 | 626 | 616
2018-07-16 22:00 | 583 | 572
2018-07-16 22:30 | 561 | 549
2018-07-16 23:00 | 587 | 575
2018-07-16 23:30 | 544 | 530
2018-07-17 | 497 | 480
2018-07-17 00:30 | 495 | 471
2018-07-17 01:00 | 491 | 457
2018-07-17 01:30 | 496 | 463
2018-07-17 02:00 | 512 | 480
2018-07-17 02:30 | 511 | 478
2018-07-17 03:00 | 534 | 503
2018-07-17 03:30 | 540 | 510
2018-07-17 04:00 | 547 | 518
2018-07-17 04:30 | 587 | 562
2018-07-17 05:00 | 637 | 617
2018-07-17 05:30 | 712 | 699
2018-07-17 06:00 | 792 | 787
2018-07-17 06:30 | 857 | 856
2018-07-17 07:00 | 888 | 887
2018-07-17 07:30 | 941 | 940
2018-07-17 08:00 | 869 | 868
2018-07-17 08:30 | 716 | 712
2018-07-17 09:00 | 550 | 541
2018-07-17 09:30 | 541 | 532
2018-07-17 10:00 | 544 | 534
2018-07-17 10:30 | 514 | 503
2018-07-17 11:00 | 448 | 435
2018-07-17 11:30 | 443 | 432
2018-07-17 12:00 | 430 | 420
2018-07-17 12:30 | 473 | 465
2018-07-17 13:00 | 477 | 468
2018-07-17 13:30 | 519 | 512
2018-07-17 14:00 | 499 | 491
2018-07-17 14:30 | 520 | 513
2018-07-17 15:00 | 520 | 513
2018-07-17 15:30 | 583 | 578
2018-07-17 16:00 | 644 | 641
2018-07-17 16:30 | 689 | 686
2018-07-17 17:00 | 685 | 682
2018-07-17 17:30 | 693 | 691
2018-07-17 18:00 | 796 | 795
2018-07-17 18:30 | 839 | 837
2018-07-17 19:00 | 865 | 863
2018-07-17 19:30 | 863 | 862
2018-07-17 20:00 | 851 | 849
2018-07-17 20:30 | 901 | 899
2018-07-17 21:00 | 902 | 901
2018-07-17 21:30 | 876 | 874
2018-07-17 22:00 | 819 | 815
2018-07-17 22:30 | 730 | 723
2018-07-17 23:00 | 724 | 716
2018-07-17 23:30 | 630 | 610
2018-07-18 | 554 | 529
2018-07-18 00:30 | 578 | 551
2018-07-18 01:00 | 542 | 512
2018-07-18 01:30 | 529 | 499
2018-07-18 02:00 | 552 | 515
2018-07-18 02:30 | 575 | 540
2018-07-18 03:00 | 598 | 563
2018-07-18 03:30 | 639 | 608
2018-07-18 04:00 | 666 | 638
2018-07-18 04:30 | 719 | 695
2018-07-18 05:00 | 752 | 731
2018-07-18 05:30 | 793 | 779
2018-07-18 06:00 | 841 | 833
2018-07-18 06:30 | 897 | 894
2018-07-18 07:00 | 867 | 865
2018-07-18 07:30 | 919 | 918
2018-07-18 08:00 | 801 | 799
2018-07-18 08:30 | 713 | 708
2018-07-18 09:00 | 609 | 600
2018-07-18 09:30 | 536 | 523
2018-07-18 10:00 | 507 | 492
2018-07-18 10:30 | 481 | 467
2018-07-18 11:00 | 455 | 442
2018-07-18 11:30 | 448 | 434
2018-07-18 12:00 | 496 | 485
2018-07-18 12:30 | 488 | 476
2018-07-18 13:00 | 471 | 459
2018-07-18 13:30 | 472 | 460
2018-07-18 14:00 | 549 | 539
2018-07-18 14:30 | 591 | 583
2018-07-18 15:00 | 613 | 605
2018-07-18 15:30 | 695 | 691
2018-07-18 16:00 | 671 | 666
2018-07-18 16:30 | 672 | 668
2018-07-18 17:00 | 653 | 649
2018-07-18 17:30 | 656 | 654
2018-07-18 18:00 | 726 | 726
2018-07-18 18:30 | 775 | 775
2018-07-18 19:00 | 771 | 771
2018-07-18 19:30 | 742 | 742
2018-07-18 20:00 | 752 | 752
2018-07-18 20:30 | 823 | 823
2018-07-18 21:00 | 743 | 743
2018-07-18 21:30 | 695 | 695
2018-07-18 22:00 | 674 | 674
2018-07-18 22:30 | 646 | 645
2018-07-18 23:00 | 668 | 667
2018-07-18 23:30 | 604 | 602
2018-07-19 | 492 | 485
2018-07-19 00:30 | 556 | 551
2018-07-19 01:00 | 561 | 555
2018-07-19 01:30 | 591 | 584
2018-07-19 02:00 | 575 | 568
2018-07-19 02:30 | 573 | 566
2018-07-19 03:00 | 577 | 570
2018-07-19 03:30 | 601 | 595
2018-07-19 04:00 | 616 | 610
2018-07-19 04:30 | 654 | 649
2018-07-19 05:00 | 711 | 709
2018-07-19 05:30 | 773 | 773
2018-07-19 06:00 | 822 | 822
2018-07-19 06:30 | 839 | 839
2018-07-19 07:00 | 794 | 794
2018-07-19 07:30 | 874 | 874
2018-07-19 08:00 | 744 | 744
2018-07-19 08:30 | 576 | 574
2018-07-19 09:00 | 502 | 498
2018-07-19 09:30 | 387 | 378
2018-07-19 10:00 | 314 | 296
2018-07-19 10:30 | 306 | 289
2018-07-19 11:00 | 278 | 259
2018-07-19 11:30 | 290 | 279
2018-07-19 12:00 | 346 | 338
2018-07-19 12:30 | 394 | 388
2018-07-19 13:00 | 388 | 381
2018-07-19 13:30 | 341 | 332
2018-07-19 14:00 | 406 | 399
2018-07-19 14:30 | 484 | 480
2018-07-19 15:00 | 474 | 470
2018-07-19 15:30 | 477 | 474
2018-07-19 16:00 | 533 | 532
2018-07-19 16:30 | 500 | 498
2018-07-19 17:00 | 435 | 431
2018-07-19 17:30 | 442 | 439
2018-07-19 18:00 | 546 | 544
2018-07-19 18:30 | 535 | 534
2018-07-19 19:00 | 591 | 590
2018-07-19 19:30 | 597 | 595
2018-07-19 20:00 | 625 | 623
2018-07-19 20:30 | 627 | 624
2018-07-19 21:00 | 609 | 606
2018-07-19 21:30 | 535 | 525
2018-07-19 22:00 | 509 | 496
2018-07-19 22:30 | 521 | 508
2018-07-19 23:00 | 516 | 499
2018-07-19 23:30 | 469 | 446
2018-07-20 | 365 | 331
2018-07-20 00:30 | 368 | 333
2018-07-20 01:00 | 378 | 344
2018-07-20 01:30 | 418 | 388
2018-07-20 02:00 | 464 | 438
2018-07-20 02:30 | 485 | 459
2018-07-20 03:00 | 499 | 475
2018-07-20 03:30 | 526 | 503
2018-07-20 04:00 | 512 | 488
2018-07-20 04:30 | 561 | 541
2018-07-20 05:00 | 567 | 548
2018-07-20 05:30 | 622 | 609
2018-07-20 06:00 | 755 | 751
2018-07-20 06:30 | 835 | 833
2018-07-20 07:00 | 764 | 761
2018-07-20 07:30 | 751 | 748
2018-07-20 08:00 | 657 | 651
2018-07-20 08:30 | 582 | 573
2018-07-20 09:00 | 480 | 464
2018-07-20 09:30 | 429 | 415
2018-07-20 10:00 | 406 | 396
2018-07-20 10:30 | 417 | 408
2018-07-20 11:00 | 397 | 388
2018-07-20 11:30 | 461 | 454
2018-07-20 12:00 | 445 | 438
2018-07-20 12:30 | 512 | 507
2018-07-20 13:00 | 540 | 536
2018-07-20 13:30 | 504 | 499
2018-07-20 14:00 | 545 | 540
2018-07-20 14:30 | 632 | 629
2018-07-20 15:00 | 644 | 641
2018-07-20 15:30 | 613 | 609
2018-07-20 16:00 | 601 | 597
2018-07-20 16:30 | 592 | 587
2018-07-20 17:00 | 515 | 509
2018-07-20 17:30 | 493 | 486
2018-07-20 18:00 | 527 | 521
2018-07-20 18:30 | 540 | 534
2018-07-20 19:00 | 578 | 572
2018-07-20 19:30 | 572 | 568
2018-07-20 20:00 | 532 | 527
2018-07-20 20:30 | 502 | 495
2018-07-20 21:00 | 456 | 448
2018-07-20 21:30 | 465 | 454
2018-07-20 22:00 | 475 | 461
2018-07-20 22:30 | 452 | 434
2018-07-20 23:00 | 428 | 408
2018-07-20 23:30 | 402 | 377
2018-07-21 | 356 | 326
2018-07-21 00:30 | 358 | 329
2018-07-21 01:00 | 378 | 345
2018-07-21 01:30 | 404 | 361
2018-07-21 02:00 | 412 | 369
2018-07-21 02:30 | 416 | 374
2018-07-21 03:00 | 432 | 391
2018-07-21 03:30 | 417 | 373
2018-07-21 04:00 | 437 | 396
2018-07-21 04:30 | 439 | 399
2018-07-21 05:00 | 451 | 413
2018-07-21 05:30 | 467 | 433
2018-07-21 06:00 | 500 | 471
2018-07-21 06:30 | 515 | 490
2018-07-21 07:00 | 490 | 465
2018-07-21 07:30 | 466 | 446
2018-07-21 08:00 | 446 | 430
2018-07-21 08:30 | 411 | 393
2018-07-21 09:00 | 331 | 313
2018-07-21 09:30 | 292 | 274
2018-07-21 10:00 | 285 | 266
2018-07-21 10:30 | 244 | 222
2018-07-21 11:00 | 223 | 196
2018-07-21 11:30 | 219 | 192
2018-07-21 12:00 | 222 | 191
2018-07-21 12:30 | 247 | 215
2018-07-21 13:00 | 270 | 241
2018-07-21 13:30 | 277 | 249
2018-07-21 14:00 | 228 | 190
2018-07-21 14:30 | 223 | 186
2018-07-21 15:00 | 255 | 223
2018-07-21 15:30 | 321 | 299
2018-07-21 16:00 | 386 | 368
2018-07-21 16:30 | 351 | 331
2018-07-21 17:00 | 385 | 369
2018-07-21 17:30 | 441 | 426
2018-07-21 18:00 | 507 | 496
2018-07-21 18:30 | 543 | 537
2018-07-21 19:00 | 553 | 549
2018-07-21 19:30 | 594 | 590
2018-07-21 20:00 | 584 | 581
2018-07-21 20:30 | 565 | 562
2018-07-21 21:00 | 537 | 533
2018-07-21 21:30 | 505 | 496
2018-07-21 22:00 | 486 | 472
2018-07-21 22:30 | 493 | 478
2018-07-21 23:00 | 508 | 493
2018-07-21 23:30 | 450 | 430
2018-07-22 | 400 | 375
2018-07-22 00:30 | 435 | 411
2018-07-22 01:00 | 447 | 416
2018-07-22 01:30 | 440 | 400
2018-07-22 02:00 | 431 | 391
2018-07-22 02:30 | 423 | 381
2018-07-22 03:00 | 397 | 350
2018-07-22 03:30 | 392 | 343
2018-07-22 04:00 | 378 | 326
2018-07-22 04:30 | 381 | 331
2018-07-22 05:00 | 402 | 357
2018-07-22 05:30 | 426 | 385
2018-07-22 06:00 | 468 | 435
2018-07-22 06:30 | 504 | 476
2018-07-22 07:00 | 479 | 450
2018-07-22 07:30 | 510 | 487
2018-07-22 08:00 | 470 | 448
2018-07-22 08:30 | 404 | 380
2018-07-22 09:00 | 363 | 335
2018-07-22 09:30 | 301 | 270
2018-07-22 10:00 | 272 | 247
2018-07-22 10:30 | 261 | 235
2018-07-22 11:00 | 310 | 291
2018-07-22 11:30 | 265 | 230
2018-07-22 12:00 | 256 | 204
2018-07-22 12:30 | 265 | 203
2018-07-22 13:00 | 269 | 221
2018-07-22 13:30 | 291 | 231
2018-07-22 14:00 | 305 | 250
2018-07-22 14:30 | 309 | 258
2018-07-22 15:00 | 342 | 299
2018-07-22 15:30 | 374 | 338
2018-07-22 16:00 | 441 | 413
2018-07-22 16:30 | 486 | 464
2018-07-22 17:00 | 496 | 479
2018-07-22 17:30 | 545 | 537
2018-07-22 18:00 | 644 | 640
2018-07-22 18:30 | 657 | 653
2018-07-22 19:00 | 690 | 687
2018-07-22 19:30 | 698 | 695
2018-07-22 20:00 | 657 | 653
2018-07-22 20:30 | 631 | 626
2018-07-22 21:00 | 588 | 581
2018-07-22 21:30 | 538 | 526
2018-07-22 22:00 | 541 | 527
2018-07-22 22:30 | 540 | 526
2018-07-22 23:00 | 543 | 528
2018-07-22 23:30 | 495 | 477
2018-07-23 | 458 | 429
2018-07-23 00:30 | 485 | 455
2018-07-23 01:00 | 429 | 386
2018-07-23 01:30 | 426 | 382
2018-07-23 02:00 | 435 | 392
2018-07-23 02:30 | 450 | 409
2018-07-23 03:00 | 441 | 398
2018-07-23 03:30 | 450 | 408
2018-07-23 04:00 | 462 | 423
2018-07-23 04:30 | 489 | 455
2018-07-23 05:00 | 532 | 502
2018-07-23 05:30 | 614 | 594
2018-07-23 06:00 | 660 | 648
2018-07-23 06:30 | 693 | 688
2018-07-23 07:00 | 710 | 706
2018-07-23 07:30 | 763 | 760
2018-07-23 08:00 | 689 | 682
2018-07-23 08:30 | 544 | 533
2018-07-23 09:00 | 441 | 422
2018-07-23 09:30 | 389 | 366
2018-07-23 10:00 | 331 | 309
2018-07-23 10:30 | 303 | 282
2018-07-23 11:00 | 261 | 239
2018-07-23 11:30 | 245 | 228
2018-07-23 12:00 | 310 | 300
2018-07-23 12:30 | 340 | 327
2018-07-23 13:00 | 354 | 340
2018-07-23 13:30 | 366 | 354
2018-07-23 14:00 | 377 | 365
2018-07-23 14:30 | 418 | 408
2018-07-23 15:00 | 415 | 405
2018-07-23 15:30 | 451 | 442
2018-07-23 16:00 | 513 | 507
2018-07-23 16:30 | 505 | 499
2018-07-23 17:00 | 470 | 462
2018-07-23 17:30 | 529 | 523
2018-07-23 18:00 | 666 | 663
2018-07-23 18:30 | 714 | 711
2018-07-23 19:00 | 710 | 706
2018-07-23 19:30 | 706 | 702
2018-07-23 20:00 | 675 | 671
2018-07-23 20:30 | 662 | 657
2018-07-23 21:00 | 628 | 622
2018-07-23 21:30 | 589 | 578
2018-07-23 22:00 | 575 | 562
2018-07-23 22:30 | 535 | 523
2018-07-23 23:00 | 530 | 516
2018-07-23 23:30 | 512 | 497
2018-07-24 | 471 | 453
2018-07-24 00:30 | 493 | 476
2018-07-24 01:00 | 497 | 476
2018-07-24 01:30 | 501 | 471
2018-07-24 02:00 | 508 | 475
2018-07-24 02:30 | 511 | 477
2018-07-24 03:00 | 491 | 454
2018-07-24 03:30 | 491 | 455
2018-07-24 04:00 | 511 | 478
2018-07-24 04:30 | 566 | 539
2018-07-24 05:00 | 654 | 633
2018-07-24 05:30 | 730 | 716
2018-07-24 06:00 | 756 | 751
2018-07-24 06:30 | 802 | 799
2018-07-24 07:00 | 837 | 836
2018-07-24 07:30 | 848 | 847
2018-07-24 08:00 | 804 | 802
2018-07-24 08:30 | 705 | 702
2018-07-24 09:00 | 616 | 611
2018-07-24 09:30 | 517 | 508
2018-07-24 10:00 | 471 | 460
2018-07-24 10:30 | 453 | 441
2018-07-24 11:00 | 444 | 432
2018-07-24 11:30 | 444 | 431
2018-07-24 12:00 | 455 | 447
2018-07-24 12:30 | 452 | 445
2018-07-24 13:00 | 457 | 450
2018-07-24 13:30 | 477 | 470
2018-07-24 14:00 | 500 | 495
2018-07-24 14:30 | 549 | 545
2018-07-24 15:00 | 557 | 552
2018-07-24 15:30 | 557 | 553
2018-07-24 16:00 | 597 | 593
2018-07-24 16:30 | 611 | 607
2018-07-24 17:00 | 671 | 668
2018-07-24 17:30 | 740 | 738
2018-07-24 18:00 | 796 | 795
2018-07-24 18:30 | 816 | 815
2018-07-24 19:00 | 840 | 838
2018-07-24 19:30 | 789 | 786
2018-07-24 20:00 | 791 | 789
2018-07-24 20:30 | 782 | 781
2018-07-24 21:00 | 736 | 734
2018-07-24 21:30 | 747 | 742
2018-07-24 22:00 | 733 | 727
2018-07-24 22:30 | 711 | 704
2018-07-24 23:00 | 738 | 731
2018-07-24 23:30 | 658 | 645
2018-07-25 | 612 | 595
2018-07-25 00:30 | 599 | 580
2018-07-25 01:00 | 561 | 535
2018-07-25 01:30 | 547 | 517
2018-07-25 02:00 | 551 | 520
2018-07-25 02:30 | 536 | 504
2018-07-25 03:00 | 520 | 486
2018-07-25 03:30 | 531 | 493
2018-07-25 04:00 | 549 | 509
2018-07-25 04:30 | 612 | 578
2018-07-25 05:00 | 649 | 621
2018-07-25 05:30 | 741 | 724
2018-07-25 06:00 | 797 | 788
2018-07-25 06:30 | 799 | 793
2018-07-25 07:00 | 787 | 785
2018-07-25 07:30 | 828 | 826
2018-07-25 08:00 | 786 | 783
2018-07-25 08:30 | 741 | 738
2018-07-25 09:00 | 738 | 735
2018-07-25 09:30 | 679 | 675
2018-07-25 10:00 | 620 | 614
2018-07-25 10:30 | 563 | 555
2018-07-25 11:00 | 553 | 544
2018-07-25 11:30 | 529 | 519
2018-07-25 12:00 | 524 | 514
2018-07-25 12:30 | 493 | 482
2018-07-25 13:00 | 538 | 529
2018-07-25 13:30 | 582 | 575
2018-07-25 14:00 | 566 | 558
2018-07-25 14:30 | 591 | 585
2018-07-25 15:00 | 619 | 613
2018-07-25 15:30 | 672 | 667
2018-07-25 16:00 | 687 | 682
2018-07-25 16:30 | 637 | 631
2018-07-25 17:00 | 614 | 608
2018-07-25 17:30 | 667 | 662
2018-07-25 18:00 | 706 | 702
2018-07-25 18:30 | 739 | 736
2018-07-25 19:00 | 735 | 732
2018-07-25 19:30 | 690 | 687
2018-07-25 20:00 | 668 | 666
2018-07-25 20:30 | 704 | 703
2018-07-25 21:00 | 630 | 628
2018-07-25 21:30 | 599 | 590
2018-07-25 22:00 | 594 | 583
2018-07-25 22:30 | 557 | 542
2018-07-25 23:00 | 577 | 559
2018-07-25 23:30 | 584 | 564
2018-07-26 | 511 | 488
2018-07-26 00:30 | 495 | 468
2018-07-26 01:00 | 475 | 444
2018-07-26 01:30 | 488 | 452
2018-07-26 02:00 | 487 | 449
2018-07-26 02:30 | 491 | 454
2018-07-26 03:00 | 485 | 446
2018-07-26 03:30 | 483 | 444
2018-07-26 04:00 | 486 | 448
2018-07-26 04:30 | 520 | 482
2018-07-26 05:00 | 546 | 516
2018-07-26 05:30 | 609 | 589
2018-07-26 06:00 | 667 | 659
2018-07-26 06:30 | 683 | 678
2018-07-26 07:00 | 661 | 659
2018-07-26 07:30 | 680 | 678
2018-07-26 08:00 | 620 | 614
2018-07-26 08:30 | 530 | 520
2018-07-26 09:00 | 435 | 421
2018-07-26 09:30 | 385 | 368
2018-07-26 10:00 | 345 | 326
2018-07-26 10:30 | 358 | 340
2018-07-26 11:00 | 355 | 336
2018-07-26 11:30 | 359 | 341
2018-07-26 12:00 | 364 | 346
2018-07-26 12:30 | 370 | 352
2018-07-26 13:00 | 407 | 393
2018-07-26 13:30 | 432 | 419
2018-07-26 14:00 | 444 | 432
2018-07-26 14:30 | 473 | 462
2018-07-26 15:00 | 512 | 502
2018-07-26 15:30 | 517 | 508
2018-07-26 16:00 | 586 | 578
2018-07-26 16:30 | 607 | 600
2018-07-26 17:00 | 621 | 615
2018-07-26 17:30 | 588 | 580
2018-07-26 18:00 | 552 | 546
2018-07-26 18:30 | 494 | 485
2018-07-26 19:00 | 539 | 532
2018-07-26 19:30 | 592 | 586
2018-07-26 20:00 | 565 | 562
2018-07-26 20:30 | 521 | 517
2018-07-26 21:00 | 546 | 543
2018-07-26 21:30 | 518 | 510
2018-07-26 22:00 | 515 | 499
2018-07-26 22:30 | 453 | 433
2018-07-26 23:00 | 476 | 456
2018-07-26 23:30 | 438 | 413
2018-07-27 | 396 | 367
2018-07-27 00:30 | 433 | 406
2018-07-27 01:00 | 465 | 434
2018-07-27 01:30 | 490 | 453
2018-07-27 02:00 | 474 | 434
2018-07-27 02:30 | 463 | 420
2018-07-27 03:00 | 439 | 393
2018-07-27 03:30 | 486 | 448
2018-07-27 04:00 | 507 | 471
2018-07-27 04:30 | 532 | 499
2018-07-27 05:00 | 573 | 545
2018-07-27 05:30 | 614 | 591
2018-07-27 06:00 | 660 | 650
2018-07-27 06:30 | 685 | 679
2018-07-27 07:00 | 698 | 694
2018-07-27 07:30 | 672 | 667
2018-07-27 08:00 | 594 | 586
2018-07-27 08:30 | 581 | 573
2018-07-27 09:00 | 518 | 507
2018-07-27 09:30 | 449 | 435
2018-07-27 10:00 | 415 | 398
2018-07-27 10:30 | 416 | 399
2018-07-27 11:00 | 382 | 363
2018-07-27 11:30 | 335 | 312
2018-07-27 12:00 | 305 | 278
2018-07-27 12:30 | 263 | 234
2018-07-27 13:00 | 322 | 306
2018-07-27 13:30 | 429 | 418
2018-07-27 14:00 | 433 | 422
2018-07-27 14:30 | 479 | 471
2018-07-27 15:00 | 461 | 452
2018-07-27 15:30 | 462 | 454
2018-07-27 16:00 | 571 | 566
2018-07-27 16:30 | 573 | 568
2018-07-27 17:00 | 570 | 565
2018-07-27 17:30 | 599 | 594
2018-07-27 18:00 | 591 | 586
2018-07-27 18:30 | 524 | 517
2018-07-27 19:00 | 534 | 527
2018-07-27 19:30 | 520 | 513
2018-07-27 20:00 | 486 | 477
2018-07-27 20:30 | 487 | 479
2018-07-27 21:00 | 506 | 499
2018-07-27 21:30 | 477 | 462
2018-07-27 22:00 | 452 | 432
2018-07-27 22:30 | 405 | 382
2018-07-27 23:00 | 439 | 419
2018-07-27 23:30 | 426 | 403
2018-07-28 | 367 | 337
2018-07-28 00:30 | 378 | 348
2018-07-28 01:00 | 390 | 354
2018-07-28 01:30 | 393 | 351
2018-07-28 02:00 | 417 | 363
2018-07-28 02:30 | 438 | 381
2018-07-28 03:00 | 444 | 387
2018-07-28 03:30 | 440 | 381
2018-07-28 04:00 | 446 | 389
2018-07-28 04:30 | 467 | 414
2018-07-28 05:00 | 481 | 431
2018-07-28 05:30 | 519 | 476
2018-07-28 06:00 | 539 | 500
2018-07-28 06:30 | 563 | 526
2018-07-28 07:00 | 566 | 533
2018-07-28 07:30 | 563 | 540
2018-07-28 08:00 | 455 | 427
2018-07-28 08:30 | 384 | 349
2018-07-28 09:00 | 366 | 332
2018-07-28 09:30 | 315 | 288
2018-07-28 10:00 | 269 | 235
2018-07-28 10:30 | 246 | 209
2018-07-28 11:00 | 282 | 248
2018-07-28 11:30 | 293 | 259
2018-07-28 12:00 | 316 | 287
2018-07-28 12:30 | 323 | 296
2018-07-28 13:00 | 356 | 333
2018-07-28 13:30 | 363 | 339
2018-07-28 14:00 | 370 | 346
2018-07-28 14:30 | 427 | 408
2018-07-28 15:00 | 473 | 457
2018-07-28 15:30 | 491 | 477
2018-07-28 16:00 | 544 | 532
2018-07-28 16:30 | 550 | 539
2018-07-28 17:00 | 517 | 504
2018-07-28 17:30 | 482 | 463
2018-07-28 18:00 | 528 | 517
2018-07-28 18:30 | 574 | 565
2018-07-28 19:00 | 579 | 570
2018-07-28 19:30 | 571 | 561
2018-07-28 20:00 | 556 | 547
2018-07-28 20:30 | 566 | 556
2018-07-28 21:00 | 543 | 533
2018-07-28 21:30 | 597 | 583
2018-07-28 22:00 | 616 | 600
2018-07-28 22:30 | 619 | 602
2018-07-28 23:00 | 679 | 664
2018-07-28 23:30 | 620 | 602
2018-07-29 | 591 | 567
2018-07-29 00:30 | 565 | 526
2018-07-29 01:00 | 533 | 490
2018-07-29 01:30 | 507 | 459
2018-07-29 02:00 | 518 | 473
2018-07-29 02:30 | 492 | 442
2018-07-29 03:00 | 481 | 430
2018-07-29 03:30 | 498 | 450
2018-07-29 04:00 | 537 | 493
2018-07-29 04:30 | 555 | 514
2018-07-29 05:00 | 576 | 537
2018-07-29 05:30 | 582 | 545
2018-07-29 06:00 | 554 | 515
2018-07-29 06:30 | 513 | 470
2018-07-29 07:00 | 541 | 501
2018-07-29 07:30 | 555 | 519
2018-07-29 08:00 | 535 | 498
2018-07-29 08:30 | 518 | 480
2018-07-29 09:00 | 497 | 459
2018-07-29 09:30 | 459 | 424
2018-07-29 10:00 | 428 | 387
2018-07-29 10:30 | 392 | 346
2018-07-29 11:00 | 359 | 307
2018-07-29 11:30 | 334 | 275
2018-07-29 12:00 | 363 | 311
2018-07-29 12:30 | 408 | 370
2018-07-29 13:00 | 351 | 312
2018-07-29 13:30 | 295 | 248
2018-07-29 14:00 | 375 | 342
2018-07-29 14:30 | 349 | 311
2018-07-29 15:00 | 392 | 359
2018-07-29 15:30 | 493 | 470
2018-07-29 16:00 | 567 | 549
2018-07-29 16:30 | 610 | 594
2018-07-29 17:00 | 630 | 621
2018-07-29 17:30 | 688 | 684
2018-07-29 18:00 | 691 | 689
2018-07-29 18:30 | 709 | 707
2018-07-29 19:00 | 709 | 707
2018-07-29 19:30 | 682 | 679
2018-07-29 20:00 | 673 | 670
2018-07-29 20:30 | 652 | 648
2018-07-29 21:00 | 627 | 622
2018-07-29 21:30 | 623 | 610
2018-07-29 22:00 | 615 | 597
2018-07-29 22:30 | 623 | 605
2018-07-29 23:00 | 635 | 613
2018-07-29 23:30 | 591 | 566
2018-07-30 | 556 | 527
2018-07-30 00:30 | 511 | 472
2018-07-30 01:00 | 485 | 437
2018-07-30 01:30 | 461 | 409
2018-07-30 02:00 | 461 | 408
2018-07-30 02:30 | 462 | 409
2018-07-30 03:00 | 501 | 452
2018-07-30 03:30 | 582 | 543
2018-07-30 04:00 | 595 | 558
2018-07-30 04:30 | 607 | 571
2018-07-30 05:00 | 547 | 506
2018-07-30 05:30 | 546 | 509
2018-07-30 06:00 | 560 | 540
2018-07-30 06:30 | 594 | 585
2018-07-30 07:00 | 596 | 587
2018-07-30 07:30 | 610 | 601
2018-07-30 08:00 | 525 | 511
2018-07-30 08:30 | 504 | 484
2018-07-30 09:00 | 491 | 469
2018-07-30 09:30 | 452 | 430
2018-07-30 10:00 | 426 | 405
2018-07-30 10:30 | 411 | 389
2018-07-30 11:00 | 401 | 379
2018-07-30 11:30 | 380 | 355
2018-07-30 12:00 | 412 | 389
2018-07-30 12:30 | 420 | 399
2018-07-30 13:00 | 343 | 314
2018-07-30 13:30 | 432 | 412
2018-07-30 14:00 | 455 | 438
2018-07-30 14:30 | 503 | 488
2018-07-30 15:00 | 559 | 547
2018-07-30 15:30 | 618 | 609
2018-07-30 16:00 | 698 | 691
2018-07-30 16:30 | 689 | 684
2018-07-30 17:00 | 696 | 692
2018-07-30 17:30 | 724 | 721
2018-07-30 18:00 | 704 | 701
2018-07-30 18:30 | 707 | 703
2018-07-30 19:00 | 719 | 716
2018-07-30 19:30 | 764 | 762
2018-07-30 20:00 | 768 | 766
2018-07-30 20:30 | 760 | 757
2018-07-30 21:00 | 721 | 718
2018-07-30 21:30 | 688 | 682
2018-07-30 22:00 | 672 | 664
2018-07-30 22:30 | 637 | 628
2018-07-30 23:00 | 622 | 611
2018-07-30 23:30 | 574 | 557
2018-07-31 | 533 | 512
2018-07-31 00:30 | 508 | 484
2018-07-31 01:00 | 503 | 475
2018-07-31 01:30 | 505 | 472
2018-07-31 02:00 | 531 | 500
2018-07-31 02:30 | 533 | 501
2018-07-31 03:00 | 539 | 507
2018-07-31 03:30 | 547 | 517
2018-07-31 04:00 | 520 | 487
2018-07-31 04:30 | 562 | 534
2018-07-31 05:00 | 584 | 559
2018-07-31 05:30 | 646 | 629
2018-07-31 06:00 | 672 | 661
2018-07-31 06:30 | 722 | 717
2018-07-31 07:00 | 704 | 701
2018-07-31 07:30 | 652 | 649
2018-07-31 08:00 | 635 | 630
2018-07-31 08:30 | 611 | 606
2018-07-31 09:00 | 525 | 517
2018-07-31 09:30 | 457 | 443
2018-07-31 10:00 | 412 | 395
2018-07-31 10:30 | 373 | 355
2018-07-31 11:00 | 338 | 320
2018-07-31 11:30 | 316 | 299
2018-07-31 12:00 | 312 | 295
2018-07-31 12:30 | 313 | 296
2018-07-31 13:00 | 315 | 299
2018-07-31 13:30 | 351 | 338
2018-07-31 14:00 | 385 | 374
2018-07-31 14:30 | 461 | 454
2018-07-31 15:00 | 547 | 542
2018-07-31 15:30 | 612 | 608
2018-07-31 16:00 | 653 | 650
2018-07-31 16:30 | 640 | 637
2018-07-31 17:00 | 688 | 686
2018-07-31 17:30 | 720 | 718
2018-07-31 18:00 | 670 | 669
2018-07-31 18:30 | 716 | 715
2018-07-31 19:00 | 730 | 729
2018-07-31 19:30 | 781 | 780
2018-07-31 20:00 | 744 | 742
2018-07-31 20:30 | 729 | 728
2018-07-31 21:00 | 685 | 683
2018-07-31 21:30 | 682 | 676
2018-07-31 22:00 | 722 | 716
2018-07-31 22:30 | 710 | 703
2018-07-31 23:00 | 688 | 680
2018-07-31 23:30 | 661 | 651
2018-08-01 | 588 | 574
2018-08-01 00:30 | 583 | 564
2018-08-01 01:00 | 569 | 548
2018-08-01 01:30 | 493 | 467
2018-08-01 02:00 | 498 | 466
2018-08-01 02:30 | 520 | 488
2018-08-01 03:00 | 550 | 521
2018-08-01 03:30 | 588 | 563
2018-08-01 04:00 | 603 | 579
2018-08-01 04:30 | 657 | 637
2018-08-01 05:00 | 683 | 666
2018-08-01 05:30 | 641 | 628
2018-08-01 06:00 | 674 | 666
2018-08-01 06:30 | 708 | 705
2018-08-01 07:00 | 733 | 731
2018-08-01 07:30 | 686 | 685
2018-08-01 08:00 | 585 | 582
2018-08-01 08:30 | 553 | 548
2018-08-01 09:00 | 489 | 483
2018-08-01 09:30 | 420 | 411
2018-08-01 10:00 | 390 | 383
2018-08-01 10:30 | 391 | 385
2018-08-01 11:00 | 352 | 344
2018-08-01 11:30 | 304 | 294
2018-08-01 12:00 | 294 | 282
2018-08-01 12:30 | 303 | 291
2018-08-01 13:00 | 310 | 293
2018-08-01 13:30 | 315 | 299
2018-08-01 14:00 | 354 | 342
2018-08-01 14:30 | 385 | 374
2018-08-01 15:00 | 401 | 391
2018-08-01 15:30 | 418 | 409
2018-08-01 16:00 | 471 | 464
2018-08-01 16:30 | 474 | 468
2018-08-01 17:00 | 469 | 463
2018-08-01 17:30 | 492 | 486
2018-08-01 18:00 | 563 | 559
2018-08-01 18:30 | 517 | 511
2018-08-01 19:00 | 504 | 498
2018-08-01 19:30 | 531 | 526
2018-08-01 20:00 | 533 | 528
2018-08-01 20:30 | 594 | 590
2018-08-01 21:00 | 556 | 552
2018-08-01 21:30 | 530 | 521
2018-08-01 22:00 | 479 | 465
2018-08-01 22:30 | 456 | 439
2018-08-01 23:00 | 482 | 466
2018-08-01 23:30 | 420 | 399
2018-08-02 | 354 | 326
2018-08-02 00:30 | 387 | 349
2018-08-02 01:00 | 402 | 357
2018-08-02 01:30 | 402 | 357
2018-08-02 02:00 | 412 | 369
2018-08-02 02:30 | 444 | 405
2018-08-02 03:00 | 516 | 484
2018-08-02 03:30 | 551 | 522
2018-08-02 04:00 | 567 | 539
2018-08-02 04:30 | 589 | 564
2018-08-02 05:00 | 635 | 614
2018-08-02 05:30 | 640 | 622
2018-08-02 06:00 | 685 | 677
2018-08-02 06:30 | 750 | 748
2018-08-02 07:00 | 677 | 676
2018-08-02 07:30 | 688 | 685
2018-08-02 08:00 | 625 | 620
2018-08-02 08:30 | 591 | 585
2018-08-02 09:00 | 535 | 526
2018-08-02 09:30 | 474 | 463
2018-08-02 10:00 | 453 | 440
2018-08-02 10:30 | 437 | 425
2018-08-02 11:00 | 427 | 418
2018-08-02 11:30 | 420 | 410
2018-08-02 12:00 | 391 | 374
2018-08-02 12:30 | 424 | 410
2018-08-02 13:00 | 415 | 400
2018-08-02 13:30 | 448 | 435
2018-08-02 14:00 | 473 | 462
2018-08-02 14:30 | 504 | 494
2018-08-02 15:00 | 525 | 516
2018-08-02 15:30 | 576 | 568
2018-08-02 16:00 | 624 | 618
2018-08-02 16:30 | 623 | 619
2018-08-02 17:00 | 626 | 623
2018-08-02 17:30 | 613 | 611
2018-08-02 18:00 | 681 | 679
2018-08-02 18:30 | 716 | 713
2018-08-02 19:00 | 733 | 730
2018-08-02 19:30 | 701 | 698
2018-08-02 20:00 | 667 | 663
2018-08-02 20:30 | 674 | 670
2018-08-02 21:00 | 635 | 630
2018-08-02 21:30 | 580 | 569
2018-08-02 22:00 | 555 | 544
2018-08-02 22:30 | 533 | 521
2018-08-02 23:00 | 514 | 499
2018-08-02 23:30 | 435 | 413
2018-08-03 | 355 | 322
2018-08-03 00:30 | 371 | 342
2018-08-03 01:00 | 341 | 306
2018-08-03 01:30 | 338 | 292
2018-08-03 02:00 | 353 | 295
2018-08-03 02:30 | 413 | 366
2018-08-03 03:00 | 422 | 377
2018-08-03 03:30 | 427 | 384
2018-08-03 04:00 | 458 | 418
2018-08-03 04:30 | 487 | 452
2018-08-03 05:00 | 523 | 493
2018-08-03 05:30 | 563 | 540
2018-08-03 06:00 | 595 | 582
2018-08-03 06:30 | 662 | 654
2018-08-03 07:00 | 654 | 649
2018-08-03 07:30 | 628 | 624
2018-08-03 08:00 | 572 | 569
2018-08-03 08:30 | 511 | 505
2018-08-03 09:00 | 460 | 452
2018-08-03 09:30 | 395 | 386
2018-08-03 10:00 | 409 | 399
2018-08-03 10:30 | 395 | 385
2018-08-03 11:00 | 400 | 390
2018-08-03 11:30 | 425 | 415
2018-08-03 12:00 | 442 | 430
2018-08-03 12:30 | 430 | 416
2018-08-03 13:00 | 413 | 399
2018-08-03 13:30 | 426 | 413
2018-08-03 14:00 | 440 | 427
2018-08-03 14:30 | 469 | 457
2018-08-03 15:00 | 448 | 435
2018-08-03 15:30 | 409 | 394
2018-08-03 16:00 | 425 | 413
2018-08-03 16:30 | 401 | 391
2018-08-03 17:00 | 411 | 402
2018-08-03 17:30 | 489 | 483
2018-08-03 18:00 | 561 | 557
2018-08-03 18:30 | 584 | 580
2018-08-03 19:00 | 569 | 565
2018-08-03 19:30 | 579 | 574
2018-08-03 20:00 | 578 | 573
2018-08-03 20:30 | 578 | 573
2018-08-03 21:00 | 524 | 518
2018-08-03 21:30 | 515 | 502
2018-08-03 22:00 | 521 | 506
2018-08-03 22:30 | 488 | 470
2018-08-03 23:00 | 504 | 486
2018-08-03 23:30 | 421 | 398
2018-08-04 | 349 | 317
2018-08-04 00:30 | 386 | 356
2018-08-04 01:00 | 377 | 345
2018-08-04 01:30 | 370 | 335
2018-08-04 02:00 | 417 | 385
2018-08-04 02:30 | 405 | 372
2018-08-04 03:00 | 409 | 376
2018-08-04 03:30 | 431 | 399
2018-08-04 04:00 | 424 | 391
2018-08-04 04:30 | 423 | 390
2018-08-04 05:00 | 455 | 425
2018-08-04 05:30 | 475 | 447
2018-08-04 06:00 | 430 | 402
2018-08-04 06:30 | 433 | 410
2018-08-04 07:00 | 452 | 431
2018-08-04 07:30 | 469 | 450
2018-08-04 08:00 | 451 | 431
2018-08-04 08:30 | 396 | 373
2018-08-04 09:00 | 356 | 330
2018-08-04 09:30 | 348 | 320
2018-08-04 10:00 | 337 | 307
2018-08-04 10:30 | 289 | 254
2018-08-04 11:00 | 293 | 251
2018-08-04 11:30 | 275 | 226
2018-08-04 12:00 | 271 | 222
2018-08-04 12:30 | 216 | 147
2018-08-04 13:00 | 190 | 103
2018-08-04 13:30 | 239 | 181
2018-08-04 14:00 | 251 | 198
2018-08-04 14:30 | 278 | 232
2018-08-04 15:00 | 301 | 260
2018-08-04 15:30 | 365 | 332
2018-08-04 16:00 | 402 | 373
2018-08-04 16:30 | 428 | 403
2018-08-04 17:00 | 476 | 455
2018-08-04 17:30 | 506 | 493
2018-08-04 18:00 | 472 | 461
2018-08-04 18:30 | 448 | 436
2018-08-04 19:00 | 459 | 451
2018-08-04 19:30 | 449 | 442
2018-08-04 20:00 | 445 | 438
2018-08-04 20:30 | 434 | 427
2018-08-04 21:00 | 428 | 421
2018-08-04 21:30 | 446 | 433
2018-08-04 22:00 | 478 | 457
2018-08-04 22:30 | 443 | 419
2018-08-04 23:00 | 413 | 386
2018-08-04 23:30 | 405 | 377
2018-08-05 | 379 | 348
2018-08-05 00:30 | 368 | 335
2018-08-05 01:00 | 359 | 323
2018-08-05 01:30 | 387 | 352
2018-08-05 02:00 | 410 | 376
2018-08-05 02:30 | 431 | 396
2018-08-05 03:00 | 402 | 366
2018-08-05 03:30 | 343 | 307
2018-08-05 04:00 | 338 | 302
2018-08-05 04:30 | 325 | 288
2018-08-05 05:00 | 324 | 289
2018-08-05 05:30 | 355 | 324
2018-08-05 06:00 | 296 | 259
2018-08-05 06:30 | 402 | 369
2018-08-05 07:00 | 408 | 376
2018-08-05 07:30 | 422 | 394
2018-08-05 08:00 | 411 | 382
2018-08-05 08:30 | 372 | 341
2018-08-05 09:00 | 340 | 305
2018-08-05 09:30 | 316 | 277
2018-08-05 10:00 | 286 | 242
2018-08-05 10:30 | 278 | 233
2018-08-05 11:00 | 237 | 178
2018-08-05 11:30 | 213 | 143
2018-08-05 12:00 | 279 | 232
2018-08-05 12:30 | 274 | 226
2018-08-05 13:00 | 260 | 208
2018-08-05 13:30 | 299 | 255
2018-08-05 14:00 | 298 | 254
2018-08-05 14:30 | 275 | 227
2018-08-05 15:00 | 273 | 226
2018-08-05 15:30 | 309 | 269
2018-08-05 16:00 | 385 | 355
2018-08-05 16:30 | 413 | 389
2018-08-05 17:00 | 427 | 411
2018-08-05 17:30 | 528 | 519
2018-08-05 18:00 | 558 | 551
2018-08-05 18:30 | 560 | 553
2018-08-05 19:00 | 528 | 520
2018-08-05 19:30 | 534 | 525
2018-08-05 20:00 | 504 | 495
2018-08-05 20:30 | 478 | 467
2018-08-05 21:00 | 419 | 407
2018-08-05 21:30 | 434 | 415
2018-08-05 22:00 | 461 | 437
2018-08-05 22:30 | 489 | 464
2018-08-05 23:00 | 502 | 478
2018-08-05 23:30 | 453 | 425
2018-08-06 | 400 | 368
2018-08-06 00:30 | 382 | 347
2018-08-06 01:00 | 399 | 364
2018-08-06 01:30 | 375 | 337
2018-08-06 02:00 | 388 | 351
2018-08-06 02:30 | 410 | 375
2018-08-06 03:00 | 413 | 378
2018-08-06 03:30 | 423 | 389
2018-08-06 04:00 | 430 | 396
2018-08-06 04:30 | 395 | 359
2018-08-06 05:00 | 453 | 423
2018-08-06 05:30 | 486 | 461
2018-08-06 06:00 | 509 | 487
2018-08-06 06:30 | 535 | 519
2018-08-06 07:00 | 561 | 551
2018-08-06 07:30 | 562 | 557
2018-08-06 08:00 | 453 | 446
2018-08-06 08:30 | 348 | 337
2018-08-06 09:00 | 274 | 260
2018-08-06 09:30 | 226 | 210
2018-08-06 10:00 | 172 | 150
2018-08-06 10:30 | 140 | 122
2018-08-06 11:00 | 150 | 133
2018-08-06 11:30 | 144 | 128
2018-08-06 12:00 | 133 | 114
2018-08-06 12:30 | 162 | 147
2018-08-06 13:00 | 192 | 182
2018-08-06 13:30 | 223 | 215
2018-08-06 14:00 | 329 | 325
2018-08-06 14:30 | 342 | 339
2018-08-06 15:00 | 367 | 365
2018-08-06 15:30 | 394 | 392
2018-08-06 16:00 | 454 | 452
2018-08-06 16:30 | 432 | 430
2018-08-06 17:00 | 445 | 442
2018-08-06 17:30 | 479 | 476
2018-08-06 18:00 | 459 | 456
2018-08-06 18:30 | 346 | 338
2018-08-06 19:00 | 365 | 357
2018-08-06 19:30 | 441 | 437
2018-08-06 20:00 | 417 | 412
2018-08-06 20:30 | 387 | 381
2018-08-06 21:00 | 350 | 344
2018-08-06 21:30 | 354 | 342
2018-08-06 22:00 | 344 | 317
2018-08-06 22:30 | 319 | 289
2018-08-06 23:00 | 344 | 316
2018-08-06 23:30 | 286 | 248
2018-08-07 | 241 | 191
2018-08-07 00:30 | 267 | 224
2018-08-07 01:00 | 259 | 213
2018-08-07 01:30 | 273 | 227
2018-08-07 02:00 | 306 | 262
2018-08-07 02:30 | 347 | 309
2018-08-07 03:00 | 425 | 394
2018-08-07 03:30 | 484 | 456
2018-08-07 04:00 | 482 | 454
2018-08-07 04:30 | 420 | 388
2018-08-07 05:00 | 460 | 433
2018-08-07 05:30 | 440 | 414
2018-08-07 06:00 | 454 | 433
2018-08-07 06:30 | 497 | 480
2018-08-07 07:00 | 500 | 487
2018-08-07 07:30 | 489 | 484
2018-08-07 08:00 | 480 | 476
2018-08-07 08:30 | 441 | 435
2018-08-07 09:00 | 404 | 397
2018-08-07 09:30 | 337 | 325
2018-08-07 10:00 | 329 | 316
2018-08-07 10:30 | 304 | 289
2018-08-07 11:00 | 312 | 298
2018-08-07 11:30 | 348 | 336
2018-08-07 12:00 | 380 | 369
2018-08-07 12:30 | 378 | 368
2018-08-07 13:00 | 415 | 406
2018-08-07 13:30 | 432 | 424
2018-08-07 14:00 | 456 | 448
2018-08-07 14:30 | 474 | 466
2018-08-07 15:00 | 495 | 487
2018-08-07 15:30 | 519 | 511
2018-08-07 16:00 | 514 | 507
2018-08-07 16:30 | 475 | 468
2018-08-07 17:00 | 441 | 435
2018-08-07 17:30 | 441 | 437
2018-08-07 18:00 | 473 | 469
2018-08-07 18:30 | 465 | 461
2018-08-07 19:00 | 498 | 494
2018-08-07 19:30 | 519 | 515
2018-08-07 20:00 | 485 | 481
2018-08-07 20:30 | 473 | 468
2018-08-07 21:00 | 447 | 442
2018-08-07 21:30 | 417 | 405
2018-08-07 22:00 | 398 | 382
2018-08-07 22:30 | 381 | 362
2018-08-07 23:00 | 377 | 354
2018-08-07 23:30 | 259 | 214
2018-08-08 | 213 | 164
2018-08-08 00:30 | 231 | 180
2018-08-08 01:00 | 248 | 200
2018-08-08 01:30 | 308 | 271
2018-08-08 02:00 | 327 | 291
2018-08-08 02:30 | 406 | 377
2018-08-08 03:00 | 411 | 383
2018-08-08 03:30 | 435 | 409
2018-08-08 04:00 | 433 | 407
2018-08-08 04:30 | 414 | 387
2018-08-08 05:00 | 363 | 333
2018-08-08 05:30 | 432 | 412
2018-08-08 06:00 | 465 | 453
2018-08-08 06:30 | 485 | 481
2018-08-08 07:00 | 510 | 507
2018-08-08 07:30 | 493 | 488
2018-08-08 08:00 | 445 | 440
2018-08-08 08:30 | 360 | 352
2018-08-08 09:00 | 282 | 266
2018-08-08 09:30 | 206 | 182
2018-08-08 10:00 | 160 | 136
2018-08-08 10:30 | 169 | 146
2018-08-08 11:00 | 181 | 161
2018-08-08 11:30 | 172 | 151
2018-08-08 12:00 | 176 | 150
2018-08-08 12:30 | 204 | 181
2018-08-08 13:00 | 225 | 204
2018-08-08 13:30 | 273 | 254
2018-08-08 14:00 | 318 | 288
2018-08-08 14:30 | 326 | 297
2018-08-08 15:00 | 326 | 296
2018-08-08 15:30 | 364 | 340
2018-08-08 16:00 | 351 | 334
2018-08-08 16:30 | 309 | 293
2018-08-08 17:00 | 320 | 304
2018-08-08 17:30 | 380 | 370
2018-08-08 18:00 | 355 | 347
2018-08-08 18:30 | 292 | 279
2018-08-08 19:00 | 315 | 305
2018-08-08 19:30 | 390 | 384
2018-08-08 20:00 | 391 | 386
2018-08-08 20:30 | 390 | 384
2018-08-08 21:00 | 405 | 398
2018-08-08 21:30 | 383 | 374
2018-08-08 22:00 | 355 | 347
2018-08-08 22:30 | 336 | 328
2018-08-08 23:00 | 346 | 337
2018-08-08 23:30 | 271 | 252
2018-08-09 | 207 | 178
2018-08-09 00:30 | 216 | 192
2018-08-09 01:00 | 205 | 174
2018-08-09 01:30 | 197 | 163
2018-08-09 02:00 | 208 | 177
2018-08-09 02:30 | 232 | 196
2018-08-09 03:00 | 287 | 259
2018-08-09 03:30 | 405 | 388
2018-08-09 04:00 | 436 | 420
2018-08-09 04:30 | 464 | 450
2018-08-09 05:00 | 510 | 498
2018-08-09 05:30 | 503 | 494
2018-08-09 06:00 | 480 | 470
2018-08-09 06:30 | 508 | 504
2018-08-09 07:00 | 521 | 517
2018-08-09 07:30 | 411 | 399
2018-08-09 08:00 | 315 | 296
2018-08-09 08:30 | 330 | 318
2018-08-09 09:00 | 269 | 260
2018-08-09 09:30 | 189 | 175
2018-08-09 10:00 | 152 | 133
2018-08-09 10:30 | 124 | 96
2018-08-09 11:00 | 147 | 125
2018-08-09 11:30 | 224 | 213
2018-08-09 12:00 | 231 | 221
2018-08-09 12:30 | 247 | 237
2018-08-09 13:00 | 233 | 222
2018-08-09 13:30 | 312 | 306
2018-08-09 14:00 | 298 | 291
2018-08-09 14:30 | 332 | 326
2018-08-09 15:00 | 297 | 290
2018-08-09 15:30 | 314 | 307
2018-08-09 16:00 | 341 | 335
2018-08-09 16:30 | 320 | 313
2018-08-09 17:00 | 320 | 312
2018-08-09 17:30 | 315 | 305
2018-08-09 18:00 | 350 | 342
2018-08-09 18:30 | 335 | 326
2018-08-09 19:00 | 366 | 355
2018-08-09 19:30 | 372 | 359
2018-08-09 20:00 | 345 | 328
2018-08-09 20:30 | 373 | 359
2018-08-09 21:00 | 387 | 378
2018-08-09 21:30 | 387 | 372
2018-08-09 22:00 | 364 | 342
2018-08-09 22:30 | 338 | 314
2018-08-09 23:00 | 326 | 299
2018-08-09 23:30 | 267 | 228
2018-08-10 | 223 | 170
2018-08-10 00:30 | 269 | 226
2018-08-10 01:00 | 338 | 302
2018-08-10 01:30 | 334 | 296
2018-08-10 02:00 | 334 | 296
2018-08-10 02:30 | 316 | 276
2018-08-10 03:00 | 305 | 262
2018-08-10 03:30 | 331 | 291
2018-08-10 04:00 | 335 | 295
2018-08-10 04:30 | 384 | 351
2018-08-10 05:00 | 403 | 375
2018-08-10 05:30 | 383 | 366
2018-08-10 06:00 | 412 | 405
2018-08-10 06:30 | 452 | 448
2018-08-10 07:00 | 321 | 312
2018-08-10 07:30 | 339 | 329
2018-08-10 08:00 | 348 | 339
2018-08-10 08:30 | 312 | 299
2018-08-10 09:00 | 288 | 277
2018-08-10 09:30 | 235 | 219
2018-08-10 10:00 | 202 | 182
2018-08-10 10:30 | 217 | 199
2018-08-10 11:00 | 240 | 225
2018-08-10 11:30 | 292 | 280
2018-08-10 12:00 | 330 | 320
2018-08-10 12:30 | 305 | 292
2018-08-10 13:00 | 298 | 284
2018-08-10 13:30 | 325 | 313
2018-08-10 14:00 | 332 | 320
2018-08-10 14:30 | 363 | 353
2018-08-10 15:00 | 381 | 372
2018-08-10 15:30 | 365 | 355
2018-08-10 16:00 | 400 | 391
2018-08-10 16:30 | 385 | 376
2018-08-10 17:00 | 388 | 380
2018-08-10 17:30 | 413 | 405
2018-08-10 18:00 | 447 | 441
2018-08-10 18:30 | 489 | 485
2018-08-10 19:00 | 510 | 506
2018-08-10 19:30 | 489 | 485
2018-08-10 20:00 | 465 | 461
2018-08-10 20:30 | 407 | 401
2018-08-10 21:00 | 428 | 422
2018-08-10 21:30 | 393 | 387
2018-08-10 22:00 | 373 | 367
2018-08-10 22:30 | 380 | 372
2018-08-10 23:00 | 391 | 374
2018-08-10 23:30 | 317 | 285
2018-08-11 | 261 | 214
2018-08-11 00:30 | 271 | 221
2018-08-11 01:00 | 318 | 272
2018-08-11 01:30 | 341 | 298
2018-08-11 02:00 | 364 | 322
2018-08-11 02:30 | 355 | 312
2018-08-11 03:00 | 366 | 323
2018-08-11 03:30 | 364 | 321
2018-08-11 04:00 | 378 | 337
2018-08-11 04:30 | 370 | 328
2018-08-11 05:00 | 376 | 336
2018-08-11 05:30 | 407 | 374
2018-08-11 06:00 | 394 | 361
2018-08-11 06:30 | 385 | 363
2018-08-11 07:00 | 402 | 383
2018-08-11 07:30 | 361 | 340
2018-08-11 08:00 | 290 | 264
2018-08-11 08:30 | 284 | 256
2018-08-11 09:00 | 252 | 218
2018-08-11 09:30 | 212 | 172
2018-08-11 10:00 | 206 | 171
2018-08-11 10:30 | 203 | 167
2018-08-11 11:00 | 191 | 149
2018-08-11 11:30 | 144 | 64
2018-08-11 12:00 | 158 | 101
2018-08-11 12:30 | 205 | 162
2018-08-11 13:00 | 173 | 114
2018-08-11 13:30 | 185 | 132
2018-08-11 14:00 | 211 | 167
2018-08-11 14:30 | 239 | 196
2018-08-11 15:00 | 218 | 166
2018-08-11 15:30 | 265 | 224
2018-08-11 16:00 | 283 | 246
2018-08-11 16:30 | 277 | 241
2018-08-11 17:00 | 298 | 267
2018-08-11 17:30 | 338 | 316
2018-08-11 18:00 | 429 | 418
2018-08-11 18:30 | 471 | 462
2018-08-11 19:00 | 474 | 464
2018-08-11 19:30 | 473 | 463
2018-08-11 20:00 | 459 | 449
2018-08-11 20:30 | 428 | 417
2018-08-11 21:00 | 389 | 376
2018-08-11 21:30 | 345 | 322
2018-08-11 22:00 | 316 | 285
2018-08-11 22:30 | 350 | 322
2018-08-11 23:00 | 365 | 337
2018-08-11 23:30 | 314 | 279
2018-08-12 | 283 | 240
2018-08-12 00:30 | 345 | 311
2018-08-12 01:00 | 329 | 290
2018-08-12 01:30 | 279 | 232
2018-08-12 02:00 | 264 | 212
2018-08-12 02:30 | 265 | 212
2018-08-12 03:00 | 272 | 220
2018-08-12 03:30 | 291 | 240
2018-08-12 04:00 | 304 | 256
2018-08-12 04:30 | 296 | 246
2018-08-12 05:00 | 318 | 272
2018-08-12 05:30 | 326 | 281
2018-08-12 06:00 | 307 | 261
2018-08-12 06:30 | 331 | 290
2018-08-12 07:00 | 328 | 289
2018-08-12 07:30 | 309 | 270
2018-08-12 08:00 | 265 | 218
2018-08-12 08:30 | 236 | 180
2018-08-12 09:00 | 215 | 144
2018-08-12 09:30 | 200 | 114
2018-08-12 10:00 | 192 | 91
2018-08-12 10:30 | 181 | 52
2018-08-12 11:00 | 178 | 47
2018-08-12 11:30 | 176 | 11
2018-08-12 12:00 | 172 | 21
2018-08-12 12:30 | 172 | 8
2018-08-12 13:00 | 172 | 9
2018-08-12 13:30 | 171 | 0
2018-08-12 14:00 | 150 | 20
2018-08-12 14:30 | 164 | 79
2018-08-12 15:00 | 239 | 203
2018-08-12 15:30 | 309 | 276
2018-08-12 16:00 | 410 | 387
2018-08-12 16:30 | 467 | 450
2018-08-12 17:00 | 437 | 420
2018-08-12 17:30 | 453 | 437
2018-08-12 18:00 | 503 | 491
2018-08-12 18:30 | 558 | 549
2018-08-12 19:00 | 553 | 544
2018-08-12 19:30 | 533 | 522
2018-08-12 20:00 | 536 | 525
2018-08-12 20:30 | 524 | 513
2018-08-12 21:00 | 478 | 465
2018-08-12 21:30 | 462 | 445
2018-08-12 22:00 | 429 | 408
2018-08-12 22:30 | 421 | 398
2018-08-12 23:00 | 445 | 423
2018-08-12 23:30 | 415 | 390
2018-08-13 | 372 | 342
2018-08-13 00:30 | 367 | 336
2018-08-13 01:00 | 311 | 270
2018-08-13 01:30 | 307 | 265
2018-08-13 02:00 | 305 | 261
2018-08-13 02:30 | 327 | 287
2018-08-13 03:00 | 350 | 315
2018-08-13 03:30 | 367 | 333
2018-08-13 04:00 | 438 | 411
2018-08-13 04:30 | 428 | 402
2018-08-13 05:00 | 359 | 329
2018-08-13 05:30 | 393 | 368
2018-08-13 06:00 | 450 | 432
2018-08-13 06:30 | 511 | 497
2018-08-13 07:00 | 489 | 473
2018-08-13 07:30 | 453 | 436
2018-08-13 08:00 | 364 | 331
2018-08-13 08:30 | 306 | 251
2018-08-13 09:00 | 254 | 186
2018-08-13 09:30 | 206 | 113
2018-08-13 10:00 | 191 | 77
2018-08-13 10:30 | 186 | 56
2018-08-13 11:00 | 179 | 54
2018-08-13 11:30 | 180 | 69
2018-08-13 12:00 | 190 | 100
2018-08-13 12:30 | 185 | 76
2018-08-13 13:00 | 186 | 108
2018-08-13 13:30 | 210 | 160
2018-08-13 14:00 | 248 | 208
2018-08-13 14:30 | 257 | 218
2018-08-13 15:00 | 221 | 173
2018-08-13 15:30 | 254 | 216
2018-08-13 16:00 | 292 | 261
2018-08-13 16:30 | 261 | 223
2018-08-13 17:00 | 279 | 244
2018-08-13 17:30 | 379 | 357
2018-08-13 18:00 | 471 | 462
2018-08-13 18:30 | 424 | 414
2018-08-13 19:00 | 415 | 399
2018-08-13 19:30 | 519 | 510
2018-08-13 20:00 | 531 | 523
2018-08-13 20:30 | 499 | 491
2018-08-13 21:00 | 427 | 417
2018-08-13 21:30 | 368 | 352
2018-08-13 22:00 | 322 | 301
2018-08-13 22:30 | 312 | 290
2018-08-13 23:00 | 330 | 312
2018-08-13 23:30 | 282 | 254
2018-08-14 | 226 | 181
2018-08-14 00:30 | 230 | 191
2018-08-14 01:00 | 212 | 169
2018-08-14 01:30 | 198 | 148
2018-08-14 02:00 | 195 | 143
2018-08-14 02:30 | 191 | 136
2018-08-14 03:00 | 256 | 226
2018-08-14 03:30 | 351 | 331
2018-08-14 04:00 | 410 | 394
2018-08-14 04:30 | 448 | 435
2018-08-14 05:00 | 481 | 470
2018-08-14 05:30 | 543 | 535
2018-08-14 06:00 | 497 | 489
2018-08-14 06:30 | 497 | 491
2018-08-14 07:00 | 520 | 513
2018-08-14 07:30 | 498 | 488
2018-08-14 08:00 | 475 | 462
2018-08-14 08:30 | 401 | 381
2018-08-14 09:00 | 324 | 301
2018-08-14 09:30 | 292 | 268
2018-08-14 10:00 | 226 | 188
2018-08-14 10:30 | 197 | 146
2018-08-14 11:00 | 204 | 165
2018-08-14 11:30 | 374 | 363
2018-08-14 12:00 | 374 | 362
2018-08-14 12:30 | 354 | 341
2018-08-14 13:00 | 339 | 325
2018-08-14 13:30 | 305 | 287
2018-08-14 14:00 | 287 | 268
2018-08-14 14:30 | 309 | 294
2018-08-14 15:00 | 360 | 347
2018-08-14 15:30 | 399 | 387
2018-08-14 16:00 | 387 | 376
2018-08-14 16:30 | 341 | 328
2018-08-14 17:00 | 296 | 278
2018-08-14 17:30 | 359 | 344
2018-08-14 18:00 | 417 | 406
2018-08-14 18:30 | 481 | 473
2018-08-14 19:00 | 526 | 519
2018-08-14 19:30 | 509 | 501
2018-08-14 20:00 | 492 | 484
2018-08-14 20:30 | 454 | 445
2018-08-14 21:00 | 403 | 392
2018-08-14 21:30 | 382 | 373
2018-08-14 22:00 | 344 | 332
2018-08-14 22:30 | 346 | 332
2018-08-14 23:00 | 365 | 354
2018-08-14 23:30 | 297 | 280
2018-08-15 | 217 | 188
2018-08-15 00:30 | 236 | 209
2018-08-15 01:00 | 282 | 258
2018-08-15 01:30 | 257 | 230
2018-08-15 02:00 | 270 | 244
2018-08-15 02:30 | 305 | 281
2018-08-15 03:00 | 309 | 286
2018-08-15 03:30 | 322 | 301
2018-08-15 04:00 | 326 | 304
2018-08-15 04:30 | 370 | 352
2018-08-15 05:00 | 388 | 373
2018-08-15 05:30 | 392 | 379
2018-08-15 06:00 | 405 | 393
2018-08-15 06:30 | 396 | 387
2018-08-15 07:00 | 397 | 387
2018-08-15 07:30 | 353 | 340
2018-08-15 08:00 | 344 | 329
2018-08-15 08:30 | 283 | 264
2018-08-15 09:00 | 248 | 226
2018-08-15 09:30 | 191 | 158
2018-08-15 10:00 | 163 | 117
2018-08-15 10:30 | 169 | 125
2018-08-15 11:00 | 173 | 141
2018-08-15 11:30 | 175 | 142
2018-08-15 12:00 | 228 | 205
2018-08-15 12:30 | 196 | 167
2018-08-15 13:00 | 165 | 124
2018-08-15 13:30 | 180 | 146
2018-08-15 14:00 | 184 | 154
2018-08-15 14:30 | 200 | 174
2018-08-15 15:00 | 250 | 230
2018-08-15 15:30 | 305 | 290
2018-08-15 16:00 | 338 | 324
2018-08-15 16:30 | 383 | 372
2018-08-15 17:00 | 362 | 350
2018-08-15 17:30 | 360 | 347
2018-08-15 18:00 | 409 | 399
2018-08-15 18:30 | 440 | 431
2018-08-15 19:00 | 452 | 443
2018-08-15 19:30 | 414 | 403
2018-08-15 20:00 | 427 | 417
2018-08-15 20:30 | 418 | 408
2018-08-15 21:00 | 416 | 406
2018-08-15 21:30 | 380 | 369
2018-08-15 22:00 | 357 | 344
2018-08-15 22:30 | 327 | 311
2018-08-15 23:00 | 302 | 283
2018-08-15 23:30 | 243 | 215
2018-08-16 | 193 | 154
2018-08-16 00:30 | 250 | 222
2018-08-16 01:00 | 288 | 264
2018-08-16 01:30 | 313 | 290
2018-08-16 02:00 | 334 | 296
2018-08-16 02:30 | 328 | 286
2018-08-16 03:00 | 295 | 246
2018-08-16 03:30 | 310 | 265
2018-08-16 04:00 | 343 | 303
2018-08-16 04:30 | 390 | 357
2018-08-16 05:00 | 405 | 375
2018-08-16 05:30 | 431 | 406
2018-08-16 06:00 | 407 | 384
2018-08-16 06:30 | 409 | 398
2018-08-16 07:00 | 477 | 471
2018-08-16 07:30 | 428 | 421
2018-08-16 08:00 | 337 | 321
2018-08-16 08:30 | 233 | 201
2018-08-16 09:00 | 170 | 126
2018-08-16 09:30 | 130 | 65
2018-08-16 10:00 | 122 | 48
2018-08-16 10:30 | 116 | 68
2018-08-16 11:00 | 120 | 77
2018-08-16 11:30 | 114 | 71
2018-08-16 12:00 | 95 | 49
2018-08-16 12:30 | 102 | 71
2018-08-16 13:00 | 126 | 103
2018-08-16 13:30 | 115 | 87
2018-08-16 14:00 | 140 | 120
2018-08-16 14:30 | 162 | 146
2018-08-16 15:00 | 191 | 179
2018-08-16 15:30 | 235 | 227
2018-08-16 16:00 | 269 | 261
2018-08-16 16:30 | 229 | 218
2018-08-16 17:00 | 213 | 195
2018-08-16 17:30 | 290 | 276
2018-08-16 18:00 | 307 | 294
2018-08-16 18:30 | 334 | 321
2018-08-16 19:00 | 349 | 337
2018-08-16 19:30 | 325 | 310
2018-08-16 20:00 | 304 | 286
2018-08-16 20:30 | 288 | 270
2018-08-16 21:00 | 257 | 237
2018-08-16 21:30 | 214 | 187
2018-08-16 22:00 | 195 | 163
2018-08-16 22:30 | 205 | 174
2018-08-16 23:00 | 226 | 200
2018-08-16 23:30 | 197 | 156
2018-08-17 | 155 | 73
2018-08-17 00:30 | 171 | 97
2018-08-17 01:00 | 205 | 130
2018-08-17 01:30 | 209 | 139
2018-08-17 02:00 | 221 | 156
2018-08-17 02:30 | 238 | 179
2018-08-17 03:00 | 244 | 186
2018-08-17 03:30 | 270 | 220
2018-08-17 04:00 | 265 | 215
2018-08-17 04:30 | 284 | 238
2018-08-17 05:00 | 305 | 265
2018-08-17 05:30 | 354 | 323
2018-08-17 06:00 | 353 | 329
2018-08-17 06:30 | 397 | 385
2018-08-17 07:00 | 431 | 425
2018-08-17 07:30 | 375 | 362
2018-08-17 08:00 | 298 | 276
2018-08-17 08:30 | 234 | 200
2018-08-17 09:00 | 188 | 146
2018-08-17 09:30 | 153 | 98
2018-08-17 10:00 | 140 | 88
2018-08-17 10:30 | 147 | 107
2018-08-17 11:00 | 144 | 117
2018-08-17 11:30 | 204 | 186
2018-08-17 12:00 | 288 | 276
2018-08-17 12:30 | 314 | 302
2018-08-17 13:00 | 302 | 289
2018-08-17 13:30 | 340 | 329
2018-08-17 14:00 | 380 | 370
2018-08-17 14:30 | 370 | 361
2018-08-17 15:00 | 348 | 338
2018-08-17 15:30 | 371 | 361
2018-08-17 16:00 | 426 | 419
2018-08-17 16:30 | 372 | 363
2018-08-17 17:00 | 375 | 367
2018-08-17 17:30 | 363 | 352
2018-08-17 18:00 | 357 | 348
2018-08-17 18:30 | 351 | 340
2018-08-17 19:00 | 346 | 334
2018-08-17 19:30 | 355 | 345
2018-08-17 20:00 | 307 | 293
2018-08-17 20:30 | 276 | 258
2018-08-17 21:00 | 263 | 246
2018-08-17 21:30 | 242 | 216
2018-08-17 22:00 | 237 | 207
2018-08-17 22:30 | 235 | 202
2018-08-17 23:00 | 269 | 242
2018-08-17 23:30 | 269 | 236
2018-08-18 | 257 | 215
2018-08-18 00:30 | 255 | 200
2018-08-18 01:00 | 241 | 181
2018-08-18 01:30 | 279 | 230
2018-08-18 02:00 | 264 | 209
2018-08-18 02:30 | 254 | 193
2018-08-18 03:00 | 255 | 193
2018-08-18 03:30 | 281 | 228
2018-08-18 04:00 | 320 | 276
2018-08-18 04:30 | 341 | 300
2018-08-18 05:00 | 349 | 310
2018-08-18 05:30 | 368 | 332
2018-08-18 06:00 | 374 | 339
2018-08-18 06:30 | 308 | 265
2018-08-18 07:00 | 316 | 287
2018-08-18 07:30 | 298 | 273
2018-08-18 08:00 | 193 | 162
2018-08-18 08:30 | 143 | 104
2018-08-18 09:00 | 153 | 119
2018-08-18 09:30 | 218 | 190
2018-08-18 10:00 | 198 | 151
2018-08-18 10:30 | 212 | 161
2018-08-18 11:00 | 224 | 178
2018-08-18 11:30 | 206 | 152
2018-08-18 12:00 | 198 | 139
2018-08-18 12:30 | 191 | 127
2018-08-18 13:00 | 187 | 120
2018-08-18 13:30 | 192 | 128
2018-08-18 14:00 | 193 | 133
2018-08-18 14:30 | 222 | 174
2018-08-18 15:00 | 241 | 199
2018-08-18 15:30 | 317 | 286
2018-08-18 16:00 | 357 | 331
2018-08-18 16:30 | 367 | 345
2018-08-18 17:00 | 303 | 279
2018-08-18 17:30 | 302 | 284
2018-08-18 18:00 | 313 | 297
2018-08-18 18:30 | 340 | 329
2018-08-18 19:00 | 344 | 333
2018-08-18 19:30 | 325 | 312
2018-08-18 20:00 | 297 | 282
2018-08-18 20:30 | 281 | 264
2018-08-18 21:00 | 260 | 241
2018-08-18 21:30 | 260 | 231
2018-08-18 22:00 | 267 | 232
2018-08-18 22:30 | 267 | 229
2018-08-18 23:00 | 268 | 231
2018-08-18 23:30 | 243 | 187
2018-08-19 | 299 | 259
2018-08-19 00:30 | 322 | 288
2018-08-19 01:00 | 323 | 288
2018-08-19 01:30 | 309 | 266
2018-08-19 02:00 | 319 | 270
2018-08-19 02:30 | 308 | 256
2018-08-19 03:00 | 296 | 242
2018-08-19 03:30 | 278 | 220
2018-08-19 04:00 | 270 | 209
2018-08-19 04:30 | 272 | 213
2018-08-19 05:00 | 286 | 231
2018-08-19 05:30 | 316 | 268
2018-08-19 06:00 | 327 | 282
2018-08-19 06:30 | 327 | 282
2018-08-19 07:00 | 326 | 281
2018-08-19 07:30 | 298 | 248
2018-08-19 08:00 | 233 | 164
2018-08-19 08:30 | 200 | 142
2018-08-19 09:00 | 178 | 105
2018-08-19 09:30 | 160 | 55
2018-08-19 10:00 | 158 | 43
2018-08-19 10:30 | 156 | 19
2018-08-19 11:00 | 165 | 21
2018-08-19 11:30 | 167 | 5
2018-08-19 12:00 | 180 | 32
2018-08-19 12:30 | 185 | 27
2018-08-19 13:00 | 184 | 29
2018-08-19 13:30 | 185 | 36
2018-08-19 14:00 | 188 | 32
2018-08-19 14:30 | 168 | 32
2018-08-19 15:00 | 165 | 88
2018-08-19 15:30 | 196 | 142
2018-08-19 16:00 | 208 | 160
2018-08-19 16:30 | 270 | 240
2018-08-19 17:00 | 246 | 208
2018-08-19 17:30 | 234 | 204
2018-08-19 18:00 | 339 | 328
2018-08-19 18:30 | 407 | 400
2018-08-19 19:00 | 434 | 427
2018-08-19 19:30 | 407 | 399
2018-08-19 20:00 | 370 | 359
2018-08-19 20:30 | 345 | 332
2018-08-19 21:00 | 289 | 269
2018-08-19 21:30 | 251 | 228
2018-08-19 22:00 | 238 | 210
2018-08-19 22:30 | 224 | 189
2018-08-19 23:00 | 214 | 176
2018-08-19 23:30 | 201 | 149
2018-08-20 | 195 | 131
2018-08-20 00:30 | 201 | 127
2018-08-20 01:00 | 246 | 185
2018-08-20 01:30 | 240 | 174
2018-08-20 02:00 | 245 | 178
2018-08-20 02:30 | 257 | 196
2018-08-20 03:00 | 248 | 182
2018-08-20 03:30 | 244 | 177
2018-08-20 04:00 | 268 | 211
2018-08-20 04:30 | 303 | 256
2018-08-20 05:00 | 366 | 330
2018-08-20 05:30 | 399 | 371
2018-08-20 06:00 | 394 | 369
2018-08-20 06:30 | 397 | 375
2018-08-20 07:00 | 443 | 427
2018-08-20 07:30 | 404 | 379
2018-08-20 08:00 | 309 | 275
2018-08-20 08:30 | 278 | 248
2018-08-20 09:00 | 210 | 169
2018-08-20 09:30 | 155 | 95
2018-08-20 10:00 | 140 | 88
2018-08-20 10:30 | 165 | 79
2018-08-20 11:00 | 153 | 69
2018-08-20 11:30 | 161 | 63
2018-08-20 12:00 | 159 | 52
2018-08-20 12:30 | 172 | 91
2018-08-20 13:00 | 176 | 103
2018-08-20 13:30 | 204 | 152
2018-08-20 14:00 | 231 | 189
2018-08-20 14:30 | 255 | 220
2018-08-20 15:00 | 286 | 256
2018-08-20 15:30 | 318 | 293
2018-08-20 16:00 | 323 | 302
2018-08-20 16:30 | 298 | 280
2018-08-20 17:00 | 329 | 314
2018-08-20 17:30 | 400 | 388
2018-08-20 18:00 | 420 | 408
2018-08-20 18:30 | 418 | 402
2018-08-20 19:00 | 438 | 427
2018-08-20 19:30 | 453 | 443
2018-08-20 20:00 | 436 | 427
2018-08-20 20:30 | 460 | 451
2018-08-20 21:00 | 417 | 404
2018-08-20 21:30 | 415 | 399
2018-08-20 22:00 | 409 | 391
2018-08-20 22:30 | 394 | 379
2018-08-20 23:00 | 394 | 374
2018-08-20 23:30 | 315 | 287
2018-08-21 | 237 | 194
2018-08-21 00:30 | 254 | 209
2018-08-21 01:00 | 272 | 233
2018-08-21 01:30 | 263 | 219
2018-08-21 02:00 | 282 | 236
2018-08-21 02:30 | 364 | 331
2018-08-21 03:00 | 395 | 365
2018-08-21 03:30 | 427 | 399
2018-08-21 04:00 | 443 | 417
2018-08-21 04:30 | 465 | 441
2018-08-21 05:00 | 539 | 520
2018-08-21 05:30 | 543 | 527
2018-08-21 06:00 | 571 | 561
2018-08-21 06:30 | 646 | 640
2018-08-21 07:00 | 619 | 615
2018-08-21 07:30 | 529 | 518
2018-08-21 08:00 | 375 | 349
2018-08-21 08:30 | 348 | 322
2018-08-21 09:00 | 285 | 248
2018-08-21 09:30 | 231 | 175
2018-08-21 10:00 | 168 | 114
2018-08-21 10:30 | 165 | 120
2018-08-21 11:00 | 175 | 137
2018-08-21 11:30 | 201 | 172
2018-08-21 12:00 | 199 | 178
2018-08-21 12:30 | 225 | 207
2018-08-21 13:00 | 232 | 214
2018-08-21 13:30 | 245 | 228
2018-08-21 14:00 | 254 | 238
2018-08-21 14:30 | 259 | 244
2018-08-21 15:00 | 253 | 236
2018-08-21 15:30 | 261 | 245
2018-08-21 16:00 | 297 | 284
2018-08-21 16:30 | 310 | 300
2018-08-21 17:00 | 323 | 314
2018-08-21 17:30 | 402 | 396
2018-08-21 18:00 | 432 | 426
2018-08-21 18:30 | 420 | 413
2018-08-21 19:00 | 459 | 454
2018-08-21 19:30 | 465 | 460
2018-08-21 20:00 | 453 | 446
2018-08-21 20:30 | 437 | 429
2018-08-21 21:00 | 411 | 404
2018-08-21 21:30 | 429 | 420
2018-08-21 22:00 | 410 | 395
2018-08-21 22:30 | 398 | 384
2018-08-21 23:00 | 356 | 337
2018-08-21 23:30 | 285 | 256
2018-08-22 | 214 | 166
2018-08-22 00:30 | 228 | 177
2018-08-22 01:00 | 251 | 201
2018-08-22 01:30 | 258 | 212
2018-08-22 02:00 | 267 | 224
2018-08-22 02:30 | 326 | 298
2018-08-22 03:00 | 355 | 328
2018-08-22 03:30 | 366 | 340
2018-08-22 04:00 | 384 | 359
2018-08-22 04:30 | 455 | 436
2018-08-22 05:00 | 545 | 530
2018-08-22 05:30 | 567 | 556
2018-08-22 06:00 | 569 | 561
2018-08-22 06:30 | 632 | 628
2018-08-22 07:00 | 625 | 623
2018-08-22 07:30 | 533 | 529
2018-08-22 08:00 | 439 | 429
2018-08-22 08:30 | 401 | 389
2018-08-22 09:00 | 364 | 352
2018-08-22 09:30 | 270 | 249
2018-08-22 10:00 | 196 | 164
2018-08-22 10:30 | 179 | 141
2018-08-22 11:00 | 160 | 130
2018-08-22 11:30 | 205 | 185
2018-08-22 12:00 | 186 | 165
2018-08-22 12:30 | 159 | 131
2018-08-22 13:00 | 142 | 110
2018-08-22 13:30 | 131 | 93
2018-08-22 14:00 | 155 | 126
2018-08-22 14:30 | 203 | 184
2018-08-22 15:00 | 235 | 219
2018-08-22 15:30 | 264 | 251
2018-08-22 16:00 | 333 | 324
2018-08-22 16:30 | 375 | 368
2018-08-22 17:00 | 406 | 400
2018-08-22 17:30 | 472 | 467
2018-08-22 18:00 | 404 | 397
2018-08-22 18:30 | 333 | 321
2018-08-22 19:00 | 358 | 348
2018-08-22 19:30 | 379 | 370
2018-08-22 20:00 | 399 | 393
2018-08-22 20:30 | 435 | 429
2018-08-22 21:00 | 432 | 427
2018-08-22 21:30 | 427 | 418
2018-08-22 22:00 | 415 | 402
2018-08-22 22:30 | 432 | 417
2018-08-22 23:00 | 442 | 426
2018-08-22 23:30 | 354 | 329
2018-08-23 | 304 | 265
2018-08-23 00:30 | 349 | 314
2018-08-23 01:00 | 340 | 303
2018-08-23 01:30 | 355 | 319
2018-08-23 02:00 | 367 | 332
2018-08-23 02:30 | 364 | 328
2018-08-23 03:00 | 346 | 307
2018-08-23 03:30 | 352 | 313
2018-08-23 04:00 | 344 | 305
2018-08-23 04:30 | 431 | 402
2018-08-23 05:00 | 494 | 471
2018-08-23 05:30 | 488 | 467
2018-08-23 06:00 | 523 | 510
2018-08-23 06:30 | 591 | 587
2018-08-23 07:00 | 651 | 649
2018-08-23 07:30 | 587 | 583
2018-08-23 08:00 | 496 | 488
2018-08-23 08:30 | 391 | 379
2018-08-23 09:00 | 320 | 306
2018-08-23 09:30 | 273 | 254
2018-08-23 10:00 | 230 | 210
2018-08-23 10:30 | 199 | 178
2018-08-23 11:00 | 220 | 204
2018-08-23 11:30 | 231 | 218
2018-08-23 12:00 | 227 | 214
2018-08-23 12:30 | 223 | 211
2018-08-23 13:00 | 234 | 222
2018-08-23 13:30 | 241 | 228
2018-08-23 14:00 | 244 | 232
2018-08-23 14:30 | 251 | 241
2018-08-23 15:00 | 291 | 282
2018-08-23 15:30 | 319 | 311
2018-08-23 16:00 | 300 | 291
2018-08-23 16:30 | 296 | 287
2018-08-23 17:00 | 323 | 316
2018-08-23 17:30 | 354 | 347
2018-08-23 18:00 | 368 | 359
2018-08-23 18:30 | 347 | 337
2018-08-23 19:00 | 358 | 350
2018-08-23 19:30 | 330 | 319
2018-08-23 20:00 | 377 | 370
2018-08-23 20:30 | 350 | 342
2018-08-23 21:00 | 328 | 319
2018-08-23 21:30 | 380 | 369
2018-08-23 22:00 | 417 | 399
2018-08-23 22:30 | 429 | 411
2018-08-23 23:00 | 386 | 364
2018-08-23 23:30 | 344 | 311
2018-08-24 | 273 | 226
2018-08-24 00:30 | 253 | 201
2018-08-24 01:00 | 270 | 221
2018-08-24 01:30 | 246 | 188
2018-08-24 02:00 | 285 | 237
2018-08-24 02:30 | 330 | 289
2018-08-24 03:00 | 315 | 271
2018-08-24 03:30 | 301 | 255
2018-08-24 04:00 | 326 | 285
2018-08-24 04:30 | 371 | 337
2018-08-24 05:00 | 409 | 384
2018-08-24 05:30 | 388 | 366
2018-08-24 06:00 | 434 | 417
2018-08-24 06:30 | 538 | 531
2018-08-24 07:00 | 530 | 526
2018-08-24 07:30 | 467 | 462
2018-08-24 08:00 | 369 | 356
2018-08-24 08:30 | 294 | 275
2018-08-24 09:00 | 221 | 197
2018-08-24 09:30 | 187 | 157
2018-08-24 10:00 | 171 | 138
2018-08-24 10:30 | 195 | 170
2018-08-24 11:00 | 198 | 181
2018-08-24 11:30 | 233 | 219
2018-08-24 12:00 | 258 | 245
2018-08-24 12:30 | 284 | 271
2018-08-24 13:00 | 315 | 303
2018-08-24 13:30 | 299 | 286
2018-08-24 14:00 | 333 | 322
2018-08-24 14:30 | 336 | 325
2018-08-24 15:00 | 372 | 362
2018-08-24 15:30 | 404 | 395
2018-08-24 16:00 | 444 | 437
2018-08-24 16:30 | 439 | 432
2018-08-24 17:00 | 447 | 440
2018-08-24 17:30 | 488 | 482
2018-08-24 18:00 | 521 | 515
2018-08-24 18:30 | 518 | 512
2018-08-24 19:00 | 539 | 534
2018-08-24 19:30 | 520 | 515
2018-08-24 20:00 | 481 | 474
2018-08-24 20:30 | 456 | 447
2018-08-24 21:00 | 421 | 412
2018-08-24 21:30 | 409 | 399
2018-08-24 22:00 | 363 | 353
2018-08-24 22:30 | 363 | 352
2018-08-24 23:00 | 363 | 351
2018-08-24 23:30 | 304 | 268
2018-08-25 | 243 | 185
2018-08-25 00:30 | 244 | 184
2018-08-25 01:00 | 259 | 204
2018-08-25 01:30 | 248 | 188
2018-08-25 02:00 | 230 | 158
2018-08-25 02:30 | 210 | 116
2018-08-25 03:00 | 201 | 91
2018-08-25 03:30 | 190 | 61
2018-08-25 04:00 | 185 | 44
2018-08-25 04:30 | 193 | 85
2018-08-25 05:00 | 194 | 92
2018-08-25 05:30 | 196 | 101
2018-08-25 06:00 | 206 | 126
2018-08-25 06:30 | 208 | 128
2018-08-25 07:00 | 197 | 140
2018-08-25 07:30 | 172 | 115
2018-08-25 08:00 | 151 | 60
2018-08-25 08:30 | 146 | 67
2018-08-25 09:00 | 141 | 20
2018-08-25 09:30 | 139 | 16
2018-08-25 10:00 | 135 | 7
2018-08-25 10:30 | 128 | 11
2018-08-25 11:00 | 131 | 6
2018-08-25 11:30 | 131 | 21
2018-08-25 12:00 | 138 | 9
2018-08-25 12:30 | 137 | 43
2018-08-25 13:00 | 139 | 49
2018-08-25 13:30 | 307 | 272
2018-08-25 14:00 | 368 | 340
2018-08-25 14:30 | 324 | 297
2018-08-25 15:00 | 321 | 288
2018-08-25 15:30 | 297 | 263
2018-08-25 16:00 | 332 | 303
2018-08-25 16:30 | 372 | 347
2018-08-25 17:00 | 397 | 376
2018-08-25 17:30 | 413 | 397
2018-08-25 18:00 | 459 | 446
2018-08-25 18:30 | 457 | 449
2018-08-25 19:00 | 463 | 456
2018-08-25 19:30 | 480 | 472
2018-08-25 20:00 | 462 | 454
2018-08-25 20:30 | 454 | 446
2018-08-25 21:00 | 407 | 397
2018-08-25 21:30 | 406 | 387
2018-08-25 22:00 | 403 | 379
2018-08-25 22:30 | 397 | 373
2018-08-25 23:00 | 390 | 365
2018-08-25 23:30 | 380 | 353
2018-08-26 | 362 | 331
2018-08-26 00:30 | 354 | 321
2018-08-26 01:00 | 349 | 309
2018-08-26 01:30 | 344 | 303
2018-08-26 02:00 | 357 | 316
2018-08-26 02:30 | 338 | 294
2018-08-26 03:00 | 340 | 296
2018-08-26 03:30 | 351 | 308
2018-08-26 04:00 | 340 | 296
2018-08-26 04:30 | 368 | 327
2018-08-26 05:00 | 335 | 290
2018-08-26 05:30 | 328 | 282
2018-08-26 06:00 | 339 | 296
2018-08-26 06:30 | 348 | 307
2018-08-26 07:00 | 349 | 310
2018-08-26 07:30 | 366 | 330
2018-08-26 08:00 | 377 | 344
2018-08-26 08:30 | 388 | 358
2018-08-26 09:00 | 393 | 367
2018-08-26 09:30 | 388 | 365
2018-08-26 10:00 | 388 | 374
2018-08-26 10:30 | 396 | 383
2018-08-26 11:00 | 398 | 384
2018-08-26 11:30 | 380 | 365
2018-08-26 12:00 | 385 | 370
2018-08-26 12:30 | 367 | 349
2018-08-26 13:00 | 376 | 359
2018-08-26 13:30 | 343 | 323
2018-08-26 14:00 | 369 | 349
2018-08-26 14:30 | 386 | 368
2018-08-26 15:00 | 390 | 371
2018-08-26 15:30 | 390 | 372
2018-08-26 16:00 | 392 | 375
2018-08-26 16:30 | 424 | 410
2018-08-26 17:00 | 449 | 437
2018-08-26 17:30 | 457 | 446
2018-08-26 18:00 | 514 | 505
2018-08-26 18:30 | 541 | 534
2018-08-26 19:00 | 525 | 517
2018-08-26 19:30 | 498 | 488
2018-08-26 20:00 | 483 | 473
2018-08-26 20:30 | 484 | 473
2018-08-26 21:00 | 424 | 410
2018-08-26 21:30 | 378 | 358
2018-08-26 22:00 | 359 | 336
2018-08-26 22:30 | 345 | 315
2018-08-26 23:00 | 340 | 308
2018-08-26 23:30 | 274 | 228
2018-08-27 | 234 | 165
2018-08-27 00:30 | 248 | 184
2018-08-27 01:00 | 258 | 197
2018-08-27 01:30 | 226 | 144
2018-08-27 02:00 | 207 | 101
2018-08-27 02:30 | 221 | 135
2018-08-27 03:00 | 231 | 151
2018-08-27 03:30 | 327 | 286
2018-08-27 04:00 | 343 | 306
2018-08-27 04:30 | 384 | 352
2018-08-27 05:00 | 418 | 391
2018-08-27 05:30 | 462 | 440
2018-08-27 06:00 | 494 | 479
2018-08-27 06:30 | 500 | 490
2018-08-27 07:00 | 447 | 439
2018-08-27 07:30 | 449 | 441
2018-08-27 08:00 | 395 | 385
2018-08-27 08:30 | 304 | 288
2018-08-27 09:00 | 231 | 210
2018-08-27 09:30 | 178 | 150
2018-08-27 10:00 | 148 | 113
2018-08-27 10:30 | 158 | 128
2018-08-27 11:00 | 133 | 82
2018-08-27 11:30 | 136 | 52
2018-08-27 12:00 | 136 | 52
2018-08-27 12:30 | 135 | 49
2018-08-27 13:00 | 151 | 94
2018-08-27 13:30 | 156 | 110
2018-08-27 14:00 | 157 | 115
2018-08-27 14:30 | 187 | 156
2018-08-27 15:00 | 200 | 171
2018-08-27 15:30 | 226 | 201
2018-08-27 16:00 | 298 | 282
2018-08-27 16:30 | 297 | 280
2018-08-27 17:00 | 334 | 319
2018-08-27 17:30 | 343 | 325
2018-08-27 18:00 | 310 | 289
2018-08-27 18:30 | 327 | 309
2018-08-27 19:00 | 338 | 322
2018-08-27 19:30 | 325 | 307
2018-08-27 20:00 | 329 | 314
2018-08-27 20:30 | 322 | 307
2018-08-27 21:00 | 332 | 318
2018-08-27 21:30 | 360 | 345
2018-08-27 22:00 | 339 | 320
2018-08-27 22:30 | 356 | 334
2018-08-27 23:00 | 337 | 309
2018-08-27 23:30 | 264 | 221
2018-08-28 | 219 | 154
2018-08-28 00:30 | 222 | 154
2018-08-28 01:00 | 239 | 171
2018-08-28 01:30 | 236 | 164
2018-08-28 02:00 | 237 | 161
2018-08-28 02:30 | 240 | 165
2018-08-28 03:00 | 287 | 230
2018-08-28 03:30 | 322 | 274
2018-08-28 04:00 | 344 | 299
2018-08-28 04:30 | 321 | 273
2018-08-28 05:00 | 340 | 298
2018-08-28 05:30 | 333 | 293
2018-08-28 06:00 | 325 | 296
2018-08-28 06:30 | 403 | 386
2018-08-28 07:00 | 321 | 306
2018-08-28 07:30 | 306 | 288
2018-08-28 08:00 | 280 | 263
2018-08-28 08:30 | 258 | 241
2018-08-28 09:00 | 198 | 171
2018-08-28 09:30 | 169 | 138
2018-08-28 10:00 | 144 | 108
2018-08-28 10:30 | 152 | 123
2018-08-28 11:00 | 173 | 148
2018-08-28 11:30 | 193 | 172
2018-08-28 12:00 | 207 | 188
2018-08-28 12:30 | 209 | 188
2018-08-28 13:00 | 206 | 179
2018-08-28 13:30 | 182 | 151
2018-08-28 14:00 | 200 | 173
2018-08-28 14:30 | 220 | 197
2018-08-28 15:00 | 234 | 213
2018-08-28 15:30 | 269 | 252
2018-08-28 16:00 | 308 | 294
2018-08-28 16:30 | 321 | 307
2018-08-28 17:00 | 313 | 298
2018-08-28 17:30 | 355 | 339
2018-08-28 18:00 | 343 | 326
2018-08-28 18:30 | 287 | 266
2018-08-28 19:00 | 308 | 290
2018-08-28 19:30 | 299 | 279
2018-08-28 20:00 | 307 | 288
2018-08-28 20:30 | 303 | 284
2018-08-28 21:00 | 338 | 324
2018-08-28 21:30 | 334 | 319
2018-08-28 22:00 | 313 | 294
2018-08-28 22:30 | 331 | 307
2018-08-28 23:00 | 341 | 318
2018-08-28 23:30 | 277 | 243
2018-08-29 | 220 | 166
2018-08-29 00:30 | 248 | 200
2018-08-29 01:00 | 274 | 217
2018-08-29 01:30 | 255 | 191
2018-08-29 02:00 | 249 | 179
2018-08-29 02:30 | 261 | 196
2018-08-29 03:00 | 246 | 174
2018-08-29 03:30 | 274 | 214
2018-08-29 04:00 | 326 | 280
2018-08-29 04:30 | 332 | 288
2018-08-29 05:00 | 400 | 367
2018-08-29 05:30 | 339 | 301
2018-08-29 06:00 | 397 | 374
2018-08-29 06:30 | 419 | 409
2018-08-29 07:00 | 368 | 358
2018-08-29 07:30 | 340 | 331
2018-08-29 08:00 | 254 | 239
2018-08-29 08:30 | 233 | 209
2018-08-29 09:00 | 186 | 149
2018-08-29 09:30 | 160 | 116
2018-08-29 10:00 | 136 | 81
2018-08-29 10:30 | 164 | 130
2018-08-29 11:00 | 178 | 150
2018-08-29 11:30 | 178 | 151
2018-08-29 12:00 | 181 | 152
2018-08-29 12:30 | 168 | 128
2018-08-29 13:00 | 187 | 152
2018-08-29 13:30 | 251 | 228
2018-08-29 14:00 | 286 | 266
2018-08-29 14:30 | 317 | 300
2018-08-29 15:00 | 369 | 356
2018-08-29 15:30 | 291 | 273
2018-08-29 16:00 | 335 | 320
2018-08-29 16:30 | 333 | 316
2018-08-29 17:00 | 364 | 349
2018-08-29 17:30 | 434 | 424
2018-08-29 18:00 | 351 | 334
2018-08-29 18:30 | 321 | 303
2018-08-29 19:00 | 305 | 290
2018-08-29 19:30 | 309 | 295
2018-08-29 20:00 | 280 | 264
2018-08-29 20:30 | 341 | 332
2018-08-29 21:00 | 294 | 281
2018-08-29 21:30 | 321 | 304
2018-08-29 22:00 | 317 | 290
2018-08-29 22:30 | 303 | 275
2018-08-29 23:00 | 290 | 264
2018-08-29 23:30 | 216 | 174
2018-08-30 | 177 | 112
2018-08-30 00:30 | 199 | 151
2018-08-30 01:00 | 232 | 198
2018-08-30 01:30 | 277 | 253
2018-08-30 02:00 | 288 | 261
2018-08-30 02:30 | 304 | 273
2018-08-30 03:00 | 293 | 254
2018-08-30 03:30 | 297 | 258
2018-08-30 04:00 | 301 | 262
2018-08-30 04:30 | 280 | 238
2018-08-30 05:00 | 312 | 278
2018-08-30 05:30 | 334 | 306
2018-08-30 06:00 | 346 | 319
2018-08-30 06:30 | 389 | 376
2018-08-30 07:00 | 391 | 376
2018-08-30 07:30 | 372 | 356
2018-08-30 08:00 | 311 | 289
2018-08-30 08:30 | 247 | 216
2018-08-30 09:00 | 179 | 140
2018-08-30 09:30 | 137 | 94
2018-08-30 10:00 | 141 | 109
2018-08-30 10:30 | 110 | 58
2018-08-30 11:00 | 125 | 91
2018-08-30 11:30 | 115 | 73
2018-08-30 12:00 | 122 | 86
2018-08-30 12:30 | 128 | 94
2018-08-30 13:00 | 118 | 75
2018-08-30 13:30 | 130 | 97
2018-08-30 14:00 | 151 | 126
2018-08-30 14:30 | 178 | 160
2018-08-30 15:00 | 171 | 150
2018-08-30 15:30 | 197 | 179
2018-08-30 16:00 | 266 | 254
2018-08-30 16:30 | 269 | 257
2018-08-30 17:00 | 306 | 295
2018-08-30 17:30 | 364 | 355
2018-08-30 18:00 | 376 | 366
2018-08-30 18:30 | 384 | 374
2018-08-30 19:00 | 405 | 397
2018-08-30 19:30 | 381 | 371
2018-08-30 20:00 | 361 | 349
2018-08-30 20:30 | 362 | 348
2018-08-30 21:00 | 374 | 362
2018-08-30 21:30 | 373 | 359
2018-08-30 22:00 | 369 | 355
2018-08-30 22:30 | 368 | 349
2018-08-30 23:00 | 360 | 337
2018-08-30 23:30 | 318 | 284
2018-08-31 | 238 | 182
2018-08-31 00:30 | 295 | 255
2018-08-31 01:00 | 286 | 243
2018-08-31 01:30 | 284 | 241
2018-08-31 02:00 | 270 | 223
2018-08-31 02:30 | 314 | 276
2018-08-31 03:00 | 333 | 298
2018-08-31 03:30 | 316 | 278
2018-08-31 04:00 | 315 | 278
2018-08-31 04:30 | 360 | 329
2018-08-31 05:00 | 409 | 384
2018-08-31 05:30 | 387 | 362
2018-08-31 06:00 | 470 | 452
2018-08-31 06:30 | 447 | 429
2018-08-31 07:00 | 381 | 362
2018-08-31 07:30 | 331 | 309
2018-08-31 08:00 | 299 | 264
2018-08-31 08:30 | 241 | 194
2018-08-31 09:00 | 173 | 120
2018-08-31 09:30 | 150 | 95
2018-08-31 10:00 | 143 | 82
2018-08-31 10:30 | 140 | 71
2018-08-31 11:00 | 121 | 65
2018-08-31 11:30 | 121 | 76
2018-08-31 12:00 | 119 | 70
2018-08-31 12:30 | 124 | 84
2018-08-31 13:00 | 115 | 60
2018-08-31 13:30 | 116 | 65
2018-08-31 14:00 | 119 | 73
2018-08-31 14:30 | 128 | 90
2018-08-31 15:00 | 130 | 91
2018-08-31 15:30 | 164 | 137
2018-08-31 16:00 | 208 | 190
2018-08-31 16:30 | 221 | 203
2018-08-31 17:00 | 238 | 215
2018-08-31 17:30 | 282 | 265
2018-08-31 18:00 | 352 | 342
2018-08-31 18:30 | 359 | 348
2018-08-31 19:00 | 331 | 318
2018-08-31 19:30 | 307 | 292
2018-08-31 20:00 | 285 | 265
2018-08-31 20:30 | 269 | 246
2018-08-31 21:00 | 242 | 214
2018-08-31 21:30 | 240 | 213
2018-08-31 22:00 | 237 | 199
2018-08-31 22:30 | 230 | 188
2018-08-31 23:00 | 224 | 176
2018-08-31 23:30 | 194 | 141
2018-09-01 | 176 | 95
2018-09-01 00:30 | 199 | 125
2018-09-01 01:00 | 217 | 157
2018-09-01 01:30 | 239 | 188
2018-09-01 02:00 | 219 | 147
2018-09-01 02:30 | 276 | 226
2018-09-01 03:00 | 320 | 279
2018-09-01 03:30 | 356 | 320
2018-09-01 04:00 | 387 | 353
2018-09-01 04:30 | 368 | 332
2018-09-01 05:00 | 378 | 343
2018-09-01 05:30 | 351 | 314
2018-09-01 06:00 | 318 | 277
2018-09-01 06:30 | 254 | 200
2018-09-01 07:00 | 220 | 157
2018-09-01 07:30 | 179 | 104
2018-09-01 08:00 | 147 | 50
2018-09-01 08:30 | 140 | 45
2018-09-01 09:00 | 138 | 38
2018-09-01 09:30 | 127 | 4
2018-09-01 10:00 | 145 | 20
2018-09-01 10:30 | 119 | 20
2018-09-01 11:00 | 129 | 68
2018-09-01 11:30 | 153 | 112
2018-09-01 12:00 | 185 | 138
2018-09-01 12:30 | 220 | 162
2018-09-01 13:00 | 196 | 124
2018-09-01 13:30 | 185 | 97
2018-09-01 14:00 | 197 | 124
2018-09-01 14:30 | 210 | 146
2018-09-01 15:00 | 243 | 194
2018-09-01 15:30 | 305 | 268
2018-09-01 16:00 | 289 | 249
2018-09-01 16:30 | 276 | 237
2018-09-01 17:00 | 312 | 280
2018-09-01 17:30 | 355 | 337
2018-09-01 18:00 | 399 | 386
2018-09-01 18:30 | 413 | 403
2018-09-01 19:00 | 451 | 442
2018-09-01 19:30 | 402 | 389
2018-09-01 20:00 | 413 | 402
2018-09-01 20:30 | 380 | 367
2018-09-01 21:00 | 333 | 319
2018-09-01 21:30 | 301 | 276
2018-09-01 22:00 | 278 | 247
2018-09-01 22:30 | 309 | 280
2018-09-01 23:00 | 309 | 278
2018-09-01 23:30 | 257 | 218
2018-09-02 | 214 | 160
2018-09-02 00:30 | 253 | 202
2018-09-02 01:00 | 304 | 262
2018-09-02 01:30 | 291 | 246
2018-09-02 02:00 | 278 | 229
2018-09-02 02:30 | 293 | 241
2018-09-02 03:00 | 293 | 240
2018-09-02 03:30 | 272 | 214
2018-09-02 04:00 | 241 | 173
2018-09-02 04:30 | 238 | 169
2018-09-02 05:00 | 270 | 213
2018-09-02 05:30 | 247 | 184
2018-09-02 06:00 | 248 | 186
2018-09-02 06:30 | 285 | 229
2018-09-02 07:00 | 275 | 212
2018-09-02 07:30 | 240 | 163
2018-09-02 08:00 | 210 | 101
2018-09-02 08:30 | 176 | 49
2018-09-02 09:00 | 161 | 4
2018-09-02 09:30 | 164 | 32
2018-09-02 10:00 | 165 | 42
2018-09-02 10:30 | 180 | 47
2018-09-02 11:00 | 177 | 39
2018-09-02 11:30 | 168 | 19
2018-09-02 12:00 | 168 | 25
2018-09-02 12:30 | 163 | 29
2018-09-02 13:00 | 156 | 60
2018-09-02 13:30 | 169 | 71
2018-09-02 14:00 | 165 | 57
2018-09-02 14:30 | 171 | 77
2018-09-02 15:00 | 176 | 84
2018-09-02 15:30 | 177 | 85
2018-09-02 16:00 | 185 | 110
2018-09-02 16:30 | 172 | 122
2018-09-02 17:00 | 232 | 204
2018-09-02 17:30 | 323 | 305
2018-09-02 18:00 | 341 | 325
2018-09-02 18:30 | 261 | 241
2018-09-02 19:00 | 207 | 181
2018-09-02 19:30 | 300 | 286
2018-09-02 20:00 | 295 | 280
2018-09-02 20:30 | 286 | 268
2018-09-02 21:00 | 306 | 289
2018-09-02 21:30 | 319 | 291
2018-09-02 22:00 | 299 | 265
2018-09-02 22:30 | 309 | 277
2018-09-02 23:00 | 301 | 268
2018-09-02 23:30 | 249 | 205
2018-09-03 | 227 | 175
2018-09-03 00:30 | 255 | 208
2018-09-03 01:00 | 257 | 207
2018-09-03 01:30 | 270 | 219
2018-09-03 02:00 | 288 | 240
2018-09-03 02:30 | 313 | 263
2018-09-03 03:00 | 328 | 277
2018-09-03 03:30 | 290 | 232
2018-09-03 04:00 | 298 | 242
2018-09-03 04:30 | 332 | 283
2018-09-03 05:00 | 322 | 271
2018-09-03 05:30 | 350 | 308
2018-09-03 06:00 | 367 | 335
2018-09-03 06:30 | 366 | 344
2018-09-03 07:00 | 315 | 292
2018-09-03 07:30 | 253 | 223
2018-09-03 08:00 | 173 | 129
2018-09-03 08:30 | 172 | 129
2018-09-03 09:00 | 179 | 142
2018-09-03 09:30 | 157 | 117
2018-09-03 10:00 | 149 | 114
2018-09-03 10:30 | 179 | 154
2018-09-03 11:00 | 211 | 191
2018-09-03 11:30 | 215 | 195
2018-09-03 12:00 | 242 | 225
2018-09-03 12:30 | 245 | 227
2018-09-03 13:00 | 218 | 197
2018-09-03 13:30 | 194 | 169
2018-09-03 14:00 | 218 | 197
2018-09-03 14:30 | 248 | 230
2018-09-03 15:00 | 249 | 231
2018-09-03 15:30 | 302 | 288
2018-09-03 16:00 | 320 | 305
2018-09-03 16:30 | 299 | 282
2018-09-03 17:00 | 297 | 280
2018-09-03 17:30 | 310 | 295
2018-09-03 18:00 | 356 | 347
2018-09-03 18:30 | 342 | 326
2018-09-03 19:00 | 360 | 346
2018-09-03 19:30 | 300 | 277
2018-09-03 20:00 | 305 | 285
2018-09-03 20:30 | 279 | 255
2018-09-03 21:00 | 347 | 335
2018-09-03 21:30 | 370 | 355
2018-09-03 22:00 | 348 | 328
2018-09-03 22:30 | 333 | 305
2018-09-03 23:00 | 358 | 332
2018-09-03 23:30 | 309 | 275
2018-09-04 | 235 | 184
2018-09-04 00:30 | 232 | 179
2018-09-04 01:00 | 227 | 170
2018-09-04 01:30 | 214 | 150
2018-09-04 02:00 | 232 | 176
2018-09-04 02:30 | 294 | 253
2018-09-04 03:00 | 301 | 260
2018-09-04 03:30 | 303 | 262
2018-09-04 04:00 | 324 | 287
2018-09-04 04:30 | 381 | 350
2018-09-04 05:00 | 403 | 376
2018-09-04 05:30 | 398 | 373
2018-09-04 06:00 | 373 | 356
2018-09-04 06:30 | 458 | 450
2018-09-04 07:00 | 355 | 347
2018-09-04 07:30 | 386 | 380
2018-09-04 08:00 | 373 | 367
2018-09-04 08:30 | 331 | 322
2018-09-04 09:00 | 300 | 291
2018-09-04 09:30 | 265 | 252
2018-09-04 10:00 | 204 | 186
2018-09-04 10:30 | 193 | 174
2018-09-04 11:00 | 214 | 198
2018-09-04 11:30 | 216 | 199
2018-09-04 12:00 | 226 | 211
2018-09-04 12:30 | 250 | 236
2018-09-04 13:00 | 273 | 261
2018-09-04 13:30 | 237 | 222
2018-09-04 14:00 | 242 | 228
2018-09-04 14:30 | 260 | 248
2018-09-04 15:00 | 266 | 255
2018-09-04 15:30 | 326 | 317
2018-09-04 16:00 | 361 | 354
2018-09-04 16:30 | 419 | 414
2018-09-04 17:00 | 480 | 476
2018-09-04 17:30 | 529 | 526
2018-09-04 18:00 | 470 | 466
2018-09-04 18:30 | 409 | 404
2018-09-04 19:00 | 401 | 395
2018-09-04 19:30 | 422 | 416
2018-09-04 20:00 | 420 | 415
2018-09-04 20:30 | 392 | 385
2018-09-04 21:00 | 357 | 347
2018-09-04 21:30 | 366 | 350
2018-09-04 22:00 | 360 | 337
2018-09-04 22:30 | 347 | 324
2018-09-04 23:00 | 379 | 358
2018-09-04 23:30 | 299 | 269
2018-09-05 | 235 | 189
2018-09-05 00:30 | 227 | 177
2018-09-05 01:00 | 230 | 181
2018-09-05 01:30 | 216 | 157
2018-09-05 02:00 | 238 | 184
2018-09-05 02:30 | 263 | 214
2018-09-05 03:00 | 300 | 259
2018-09-05 03:30 | 368 | 335
2018-09-05 04:00 | 388 | 358
2018-09-05 04:30 | 403 | 374
2018-09-05 05:00 | 435 | 410
2018-09-05 05:30 | 408 | 383
2018-09-05 06:00 | 404 | 385
2018-09-05 06:30 | 408 | 396
2018-09-05 07:00 | 345 | 336
2018-09-05 07:30 | 373 | 366
2018-09-05 08:00 | 339 | 329
2018-09-05 08:30 | 293 | 280
2018-09-05 09:00 | 303 | 294
2018-09-05 09:30 | 270 | 259
2018-09-05 10:00 | 245 | 232
2018-09-05 10:30 | 277 | 266
2018-09-05 11:00 | 280 | 266
2018-09-05 11:30 | 284 | 270
2018-09-05 12:00 | 277 | 262
2018-09-05 12:30 | 246 | 228
2018-09-05 13:00 | 259 | 243
2018-09-05 13:30 | 247 | 229
2018-09-05 14:00 | 278 | 264
2018-09-05 14:30 | 314 | 304
2018-09-05 15:00 | 326 | 318
2018-09-05 15:30 | 326 | 319
2018-09-05 16:00 | 383 | 378
2018-09-05 16:30 | 392 | 386
2018-09-05 17:00 | 482 | 478
2018-09-05 17:30 | 517 | 514
2018-09-05 18:00 | 492 | 489
2018-09-05 18:30 | 434 | 429
2018-09-05 19:00 | 420 | 415
2018-09-05 19:30 | 454 | 449
2018-09-05 20:00 | 491 | 488
2018-09-05 20:30 | 500 | 498
2018-09-05 21:00 | 498 | 494
2018-09-05 21:30 | 449 | 436
2018-09-05 22:00 | 433 | 412
2018-09-05 22:30 | 415 | 392
2018-09-05 23:00 | 397 | 375
2018-09-05 23:30 | 350 | 323
2018-09-06 | 267 | 224
2018-09-06 00:30 | 253 | 205
2018-09-06 01:00 | 254 | 206
2018-09-06 01:30 | 246 | 184
2018-09-06 02:00 | 298 | 247
2018-09-06 02:30 | 271 | 212
2018-09-06 03:00 | 238 | 165
2018-09-06 03:30 | 232 | 155
2018-09-06 04:00 | 220 | 136
2018-09-06 04:30 | 263 | 204
2018-09-06 05:00 | 290 | 241
2018-09-06 05:30 | 395 | 369
2018-09-06 06:00 | 328 | 302
2018-09-06 06:30 | 334 | 317
2018-09-06 07:00 | 227 | 196
2018-09-06 07:30 | 246 | 221
2018-09-06 08:00 | 241 | 216
2018-09-06 08:30 | 204 | 174
2018-09-06 09:00 | 196 | 165
2018-09-06 09:30 | 210 | 186
2018-09-06 10:00 | 230 | 213
2018-09-06 10:30 | 229 | 215
2018-09-06 11:00 | 227 | 213
2018-09-06 11:30 | 219 | 203
2018-09-06 12:00 | 204 | 186
2018-09-06 12:30 | 199 | 180
2018-09-06 13:00 | 175 | 152
2018-09-06 13:30 | 154 | 127
2018-09-06 14:00 | 177 | 155
2018-09-06 14:30 | 177 | 155
2018-09-06 15:00 | 213 | 194
2018-09-06 15:30 | 267 | 253
2018-09-06 16:00 | 299 | 285
2018-09-06 16:30 | 324 | 312
2018-09-06 17:00 | 305 | 290
2018-09-06 17:30 | 317 | 302
2018-09-06 18:00 | 367 | 357
2018-09-06 18:30 | 412 | 402
2018-09-06 19:00 | 429 | 420
2018-09-06 19:30 | 412 | 402
2018-09-06 20:00 | 439 | 430
2018-09-06 20:30 | 432 | 423
2018-09-06 21:00 | 377 | 365
2018-09-06 21:30 | 424 | 409
2018-09-06 22:00 | 420 | 401
2018-09-06 22:30 | 418 | 397
2018-09-06 23:00 | 450 | 431
2018-09-06 23:30 | 360 | 332
2018-09-07 | 270 | 230
2018-09-07 00:30 | 234 | 184
2018-09-07 01:00 | 223 | 169
2018-09-07 01:30 | 196 | 125
2018-09-07 02:00 | 198 | 128
2018-09-07 02:30 | 252 | 202
2018-09-07 03:00 | 240 | 185
2018-09-07 03:30 | 241 | 186
2018-09-07 04:00 | 251 | 198
2018-09-07 04:30 | 289 | 246
2018-09-07 05:00 | 332 | 297
2018-09-07 05:30 | 401 | 375
2018-09-07 06:00 | 389 | 364
2018-09-07 06:30 | 408 | 384
2018-09-07 07:00 | 404 | 385
2018-09-07 07:30 | 383 | 370
2018-09-07 08:00 | 332 | 316
2018-09-07 08:30 | 374 | 361
2018-09-07 09:00 | 377 | 371
2018-09-07 09:30 | 361 | 354
2018-09-07 10:00 | 319 | 310
2018-09-07 10:30 | 169 | 144
2018-09-07 11:00 | 140 | 110
2018-09-07 11:30 | 156 | 131
2018-09-07 12:00 | 131 | 96
2018-09-07 12:30 | 117 | 69
2018-09-07 13:00 | 113 | 60
2018-09-07 13:30 | 102 | 13
2018-09-07 14:00 | 103 | 40
2018-09-07 14:30 | 115 | 69
2018-09-07 15:00 | 146 | 117
2018-09-07 15:30 | 197 | 177
2018-09-07 16:00 | 264 | 251
2018-09-07 16:30 | 249 | 234
2018-09-07 17:00 | 319 | 308
2018-09-07 17:30 | 343 | 332
2018-09-07 18:00 | 312 | 295
2018-09-07 18:30 | 295 | 277
2018-09-07 19:00 | 313 | 297
2018-09-07 19:30 | 332 | 318
2018-09-07 20:00 | 315 | 297
2018-09-07 20:30 | 269 | 245
2018-09-07 21:00 | 239 | 211
2018-09-07 21:30 | 215 | 184
2018-09-07 22:00 | 188 | 156
2018-09-07 22:30 | 327 | 304
2018-09-07 23:00 | 390 | 367
2018-09-07 23:30 | 358 | 331
2018-09-08 | 355 | 327
2018-09-08 00:30 | 340 | 309
2018-09-08 01:00 | 337 | 304
2018-09-08 01:30 | 355 | 323
2018-09-08 02:00 | 338 | 303
2018-09-08 02:30 | 326 | 290
2018-09-08 03:00 | 324 | 286
2018-09-08 03:30 | 334 | 297
2018-09-08 04:00 | 320 | 281
2018-09-08 04:30 | 334 | 297
2018-09-08 05:00 | 358 | 323
2018-09-08 05:30 | 348 | 313
2018-09-08 06:00 | 356 | 323
2018-09-08 06:30 | 356 | 323
2018-09-08 07:00 | 367 | 337
2018-09-08 07:30 | 380 | 354
2018-09-08 08:00 | 371 | 352
2018-09-08 08:30 | 379 | 364
2018-09-08 09:00 | 314 | 294
2018-09-08 09:30 | 215 | 194
2018-09-08 10:00 | 184 | 159
2018-09-08 10:30 | 249 | 233
2018-09-08 11:00 | 245 | 228
2018-09-08 11:30 | 174 | 150
2018-09-08 12:00 | 147 | 115
2018-09-08 12:30 | 134 | 96
2018-09-08 13:00 | 149 | 116
2018-09-08 13:30 | 164 | 135
2018-09-08 14:00 | 203 | 182
2018-09-08 14:30 | 227 | 209
2018-09-08 15:00 | 237 | 219
2018-09-08 15:30 | 250 | 233
2018-09-08 16:00 | 290 | 275
2018-09-08 16:30 | 300 | 287
2018-09-08 17:00 | 233 | 214
2018-09-08 17:30 | 242 | 221
2018-09-08 18:00 | 281 | 261
2018-09-08 18:30 | 346 | 332
2018-09-08 19:00 | 375 | 363
2018-09-08 19:30 | 326 | 309
2018-09-08 20:00 | 294 | 273
2018-09-08 20:30 | 271 | 246
2018-09-08 21:00 | 240 | 218
2018-09-08 21:30 | 215 | 181
2018-09-08 22:00 | 212 | 166
2018-09-08 22:30 | 217 | 172
2018-09-08 23:00 | 209 | 159
2018-09-08 23:30 | 180 | 116
2018-09-09 | 160 | 47
2018-09-09 00:30 | 157 | 22
2018-09-09 01:00 | 155 | 29
2018-09-09 01:30 | 183 | 100
2018-09-09 02:00 | 220 | 153
2018-09-09 02:30 | 268 | 217
2018-09-09 03:00 | 257 | 203
2018-09-09 03:30 | 277 | 228
2018-09-09 04:00 | 252 | 194
2018-09-09 04:30 | 249 | 190
2018-09-09 05:00 | 230 | 164
2018-09-09 05:30 | 216 | 140
2018-09-09 06:00 | 207 | 123
2018-09-09 06:30 | 214 | 135
2018-09-09 07:00 | 216 | 136
2018-09-09 07:30 | 187 | 55
2018-09-09 08:00 | 175 | 98
2018-09-09 08:30 | 150 | 108
2018-09-09 09:00 | 156 | 120
2018-09-09 09:30 | 140 | 98
2018-09-09 10:00 | 127 | 64
2018-09-09 10:30 | 129 | 69
2018-09-09 11:00 | 121 | 53
2018-09-09 11:30 | 120 | 26
2018-09-09 12:00 | 117 | 13
2018-09-09 12:30 | 123 | 65
2018-09-09 13:00 | 129 | 77
2018-09-09 13:30 | 131 | 81
2018-09-09 14:00 | 141 | 101
2018-09-09 14:30 | 148 | 111
2018-09-09 15:00 | 245 | 211
2018-09-09 15:30 | 295 | 263
2018-09-09 16:00 | 323 | 295
2018-09-09 16:30 | 355 | 331
2018-09-09 17:00 | 411 | 393
2018-09-09 17:30 | 361 | 343
2018-09-09 18:00 | 410 | 400
2018-09-09 18:30 | 385 | 376
2018-09-09 19:00 | 369 | 358
2018-09-09 19:30 | 384 | 374
2018-09-09 20:00 | 402 | 392
2018-09-09 20:30 | 394 | 383
2018-09-09 21:00 | 376 | 362
2018-09-09 21:30 | 343 | 317
2018-09-09 22:00 | 329 | 297
2018-09-09 22:30 | 311 | 276
2018-09-09 23:00 | 327 | 292
2018-09-09 23:30 | 277 | 235
2018-09-10 | 216 | 152
2018-09-10 00:30 | 253 | 203
2018-09-10 01:00 | 256 | 203
2018-09-10 01:30 | 301 | 258
2018-09-10 02:00 | 265 | 213
2018-09-10 02:30 | 266 | 214
2018-09-10 03:00 | 241 | 180
2018-09-10 03:30 | 247 | 188
2018-09-10 04:00 | 272 | 222
2018-09-10 04:30 | 293 | 248
2018-09-10 05:00 | 289 | 244
2018-09-10 05:30 | 267 | 220
2018-09-10 06:00 | 292 | 250
2018-09-10 06:30 | 286 | 250
2018-09-10 07:00 | 275 | 246
2018-09-10 07:30 | 238 | 210
2018-09-10 08:00 | 183 | 145
2018-09-10 08:30 | 151 | 95
2018-09-10 09:00 | 130 | 61
2018-09-10 09:30 | 125 | 42
2018-09-10 10:00 | 123 | 27
2018-09-10 10:30 | 122 | 44
2018-09-10 11:00 | 123 | 56
2018-09-10 11:30 | 137 | 102
2018-09-10 12:00 | 168 | 141
2018-09-10 12:30 | 166 | 138
2018-09-10 13:00 | 177 | 151
2018-09-10 13:30 | 163 | 134
2018-09-10 14:00 | 140 | 105
2018-09-10 14:30 | 129 | 100
2018-09-10 15:00 | 148 | 124
2018-09-10 15:30 | 147 | 122
2018-09-10 16:00 | 200 | 183
2018-09-10 16:30 | 206 | 188
2018-09-10 17:00 | 270 | 256
2018-09-10 17:30 | 359 | 350
2018-09-10 18:00 | 286 | 272
2018-09-10 18:30 | 240 | 222
2018-09-10 19:00 | 256 | 239
2018-09-10 19:30 | 271 | 255
2018-09-10 20:00 | 318 | 306
2018-09-10 20:30 | 336 | 325
2018-09-10 21:00 | 284 | 272
2018-09-10 21:30 | 279 | 258
2018-09-10 22:00 | 211 | 168
2018-09-10 22:30 | 229 | 192
2018-09-10 23:00 | 195 | 148
2018-09-10 23:30 | 158 | 67
2018-09-11 | 122 | 11
2018-09-11 00:30 | 164 | 89
2018-09-11 01:00 | 191 | 124
2018-09-11 01:30 | 227 | 174
2018-09-11 02:00 | 220 | 158
2018-09-11 02:30 | 207 | 135
2018-09-11 03:00 | 187 | 88
2018-09-11 03:30 | 237 | 180
2018-09-11 04:00 | 231 | 172
2018-09-11 04:30 | 242 | 188
2018-09-11 05:00 | 252 | 201
2018-09-11 05:30 | 284 | 244
2018-09-11 06:00 | 365 | 338
2018-09-11 06:30 | 350 | 325
2018-09-11 07:00 | 267 | 248
2018-09-11 07:30 | 216 | 191
2018-09-11 08:00 | 210 | 188
2018-09-11 08:30 | 169 | 143
2018-09-11 09:00 | 203 | 182
2018-09-11 09:30 | 162 | 132
2018-09-11 10:00 | 153 | 130
2018-09-11 10:30 | 137 | 109
2018-09-11 11:00 | 140 | 113
2018-09-11 11:30 | 162 | 142
2018-09-11 12:00 | 191 | 174
2018-09-11 12:30 | 167 | 147
2018-09-11 13:00 | 174 | 156
2018-09-11 13:30 | 213 | 200
2018-09-11 14:00 | 208 | 194
2018-09-11 14:30 | 225 | 213
2018-09-11 15:00 | 202 | 187
2018-09-11 15:30 | 184 | 167
2018-09-11 16:00 | 205 | 190
2018-09-11 16:30 | 257 | 246
2018-09-11 17:00 | 257 | 244
2018-09-11 17:30 | 275 | 261
2018-09-11 18:00 | 305 | 295
2018-09-11 18:30 | 341 | 333
2018-09-11 19:00 | 365 | 357
2018-09-11 19:30 | 345 | 335
2018-09-11 20:00 | 369 | 360
2018-09-11 20:30 | 352 | 342
2018-09-11 21:00 | 301 | 289
2018-09-11 21:30 | 273 | 261
2018-09-11 22:00 | 325 | 306
2018-09-11 22:30 | 304 | 279
2018-09-11 23:00 | 303 | 276
2018-09-11 23:30 | 265 | 233
2018-09-12 | 195 | 142
2018-09-12 00:30 | 206 | 153
2018-09-12 01:00 | 208 | 156
2018-09-12 01:30 | 230 | 182
2018-09-12 02:00 | 261 | 220
2018-09-12 02:30 | 253 | 209
2018-09-12 03:00 | 233 | 184
2018-09-12 03:30 | 238 | 191
2018-09-12 04:00 | 265 | 224
2018-09-12 04:30 | 312 | 279
2018-09-12 05:00 | 328 | 297
2018-09-12 05:30 | 299 | 266
2018-09-12 06:00 | 318 | 288
2018-09-12 06:30 | 312 | 287
2018-09-12 07:00 | 214 | 181
2018-09-12 07:30 | 186 | 150
2018-09-12 08:00 | 137 | 92
2018-09-12 08:30 | 109 | 43
2018-09-12 09:00 | 108 | 54
2018-09-12 09:30 | 128 | 100
2018-09-12 10:00 | 164 | 147
2018-09-12 10:30 | 185 | 172
2018-09-12 11:00 | 171 | 155
2018-09-12 11:30 | 151 | 133
2018-09-12 12:00 | 153 | 135
2018-09-12 12:30 | 162 | 146
2018-09-12 13:00 | 160 | 143
2018-09-12 13:30 | 176 | 161
2018-09-12 14:00 | 181 | 167
2018-09-12 14:30 | 202 | 188
2018-09-12 15:00 | 216 | 204
2018-09-12 15:30 | 224 | 212
2018-09-12 16:00 | 209 | 197
2018-09-12 16:30 | 224 | 211
2018-09-12 17:00 | 257 | 245
2018-09-12 17:30 | 273 | 260
2018-09-12 18:00 | 291 | 278
2018-09-12 18:30 | 334 | 325
2018-09-12 19:00 | 303 | 292
2018-09-12 19:30 | 303 | 291
2018-09-12 20:00 | 278 | 261
2018-09-12 20:30 | 260 | 247
2018-09-12 21:00 | 229 | 214
2018-09-12 21:30 | 193 | 172
2018-09-12 22:00 | 168 | 129
2018-09-12 22:30 | 147 | 99
2018-09-12 23:00 | 143 | 103
2018-09-12 23:30 | 135 | 42
2018-09-13 | 142 | 15
2018-09-13 00:30 | 168 | 34
2018-09-13 01:00 | 170 | 23
2018-09-13 01:30 | 167 | 19
2018-09-13 02:00 | 169 | 12
2018-09-13 02:30 | 169 | 25
2018-09-13 03:00 | 173 | 35
2018-09-13 03:30 | 214 | 148
2018-09-13 04:00 | 212 | 145
2018-09-13 04:30 | 220 | 160
2018-09-13 05:00 | 216 | 157
2018-09-13 05:30 | 247 | 216
2018-09-13 06:00 | 272 | 245
2018-09-13 06:30 | 241 | 213
2018-09-13 07:00 | 195 | 162
2018-09-13 07:30 | 200 | 175
2018-09-13 08:00 | 145 | 100
2018-09-13 08:30 | 116 | 55
2018-09-13 09:00 | 118 | 81
2018-09-13 09:30 | 137 | 111
2018-09-13 10:00 | 141 | 116
2018-09-13 10:30 | 159 | 135
2018-09-13 11:00 | 200 | 184
2018-09-13 11:30 | 196 | 179
2018-09-13 12:00 | 149 | 126
2018-09-13 12:30 | 197 | 180
2018-09-13 13:00 | 217 | 202
2018-09-13 13:30 | 218 | 204
2018-09-13 14:00 | 219 | 205
2018-09-13 14:30 | 244 | 232
2018-09-13 15:00 | 249 | 239
2018-09-13 15:30 | 229 | 216
2018-09-13 16:00 | 266 | 256
2018-09-13 16:30 | 267 | 256
2018-09-13 17:00 | 289 | 279
2018-09-13 17:30 | 322 | 311
2018-09-13 18:00 | 357 | 348
2018-09-13 18:30 | 398 | 390
2018-09-13 19:00 | 321 | 308
2018-09-13 19:30 | 346 | 334
2018-09-13 20:00 | 350 | 338
2018-09-13 20:30 | 327 | 314
2018-09-13 21:00 | 288 | 273
2018-09-13 21:30 | 258 | 230
2018-09-13 22:00 | 231 | 191
2018-09-13 22:30 | 223 | 182
2018-09-13 23:00 | 218 | 176
2018-09-13 23:30 | 192 | 141
2018-09-14 | 183 | 116
2018-09-14 00:30 | 239 | 182
2018-09-14 01:00 | 269 | 214
2018-09-14 01:30 | 267 | 211
2018-09-14 02:00 | 251 | 189
2018-09-14 02:30 | 241 | 175
2018-09-14 03:00 | 257 | 196
2018-09-14 03:30 | 255 | 194
2018-09-14 04:00 | 275 | 220
2018-09-14 04:30 | 263 | 206
2018-09-14 05:00 | 263 | 207
2018-09-14 05:30 | 316 | 279
2018-09-14 06:00 | 374 | 348
2018-09-14 06:30 | 400 | 382
2018-09-14 07:00 | 327 | 313
2018-09-14 07:30 | 308 | 296
2018-09-14 08:00 | 279 | 265
2018-09-14 08:30 | 243 | 227
2018-09-14 09:00 | 238 | 222
2018-09-14 09:30 | 251 | 236
2018-09-14 10:00 | 236 | 219
2018-09-14 10:30 | 220 | 201
2018-09-14 11:00 | 193 | 171
2018-09-14 11:30 | 187 | 164
2018-09-14 12:00 | 164 | 138
2018-09-14 12:30 | 156 | 127
2018-09-14 13:00 | 143 | 110
2018-09-14 13:30 | 142 | 110
2018-09-14 14:00 | 188 | 165
2018-09-14 14:30 | 214 | 194
2018-09-14 15:00 | 212 | 192
2018-09-14 15:30 | 248 | 231
2018-09-14 16:00 | 291 | 278
2018-09-14 16:30 | 336 | 325
2018-09-14 17:00 | 369 | 360
2018-09-14 17:30 | 399 | 390
2018-09-14 18:00 | 335 | 321
2018-09-14 18:30 | 340 | 327
2018-09-14 19:00 | 351 | 339
2018-09-14 19:30 | 368 | 356
2018-09-14 20:00 | 408 | 398
2018-09-14 20:30 | 415 | 405
2018-09-14 21:00 | 370 | 358
2018-09-14 21:30 | 348 | 323
2018-09-14 22:00 | 349 | 321
2018-09-14 22:30 | 316 | 284
2018-09-14 23:00 | 350 | 321
2018-09-14 23:30 | 328 | 295
2018-09-15 | 279 | 232
2018-09-15 00:30 | 259 | 199
2018-09-15 01:00 | 245 | 177
2018-09-15 01:30 | 244 | 173
2018-09-15 02:00 | 220 | 128
2018-09-15 02:30 | 204 | 88
2018-09-15 03:00 | 204 | 95
2018-09-15 03:30 | 204 | 95
2018-09-15 04:00 | 209 | 106
2018-09-15 04:30 | 211 | 113
2018-09-15 05:00 | 213 | 120
2018-09-15 05:30 | 249 | 185
2018-09-15 06:00 | 218 | 130
2018-09-15 06:30 | 225 | 144
2018-09-15 07:00 | 218 | 128
2018-09-15 07:30 | 207 | 103
2018-09-15 08:00 | 194 | 64
2018-09-15 08:30 | 198 | 95
2018-09-15 09:00 | 197 | 95
2018-09-15 09:30 | 190 | 97
2018-09-15 10:00 | 161 | 74
2018-09-15 10:30 | 162 | 84
2018-09-15 11:00 | 180 | 121
2018-09-15 11:30 | 154 | 64
2018-09-15 12:00 | 149 | 34
2018-09-15 12:30 | 146 | 40
2018-09-15 13:00 | 145 | 16
2018-09-15 13:30 | 142 | 2
2018-09-15 14:00 | 144 | 28
2018-09-15 14:30 | 159 | 86
2018-09-15 15:00 | 162 | 91
2018-09-15 15:30 | 172 | 112
2018-09-15 16:00 | 230 | 203
2018-09-15 16:30 | 230 | 208
2018-09-15 17:00 | 268 | 250
2018-09-15 17:30 | 291 | 274
2018-09-15 18:00 | 261 | 243
2018-09-15 18:30 | 313 | 298
2018-09-15 19:00 | 321 | 305
2018-09-15 19:30 | 280 | 261
2018-09-15 20:00 | 300 | 284
2018-09-15 20:30 | 322 | 306
2018-09-15 21:00 | 291 | 262
2018-09-15 21:30 | 329 | 297
2018-09-15 22:00 | 288 | 243
2018-09-15 22:30 | 333 | 296
2018-09-15 23:00 | 355 | 325
2018-09-15 23:30 | 289 | 245
2018-09-16 | 243 | 182
2018-09-16 00:30 | 239 | 174
2018-09-16 01:00 | 252 | 190
2018-09-16 01:30 | 259 | 198
2018-09-16 02:00 | 230 | 155
2018-09-16 02:30 | 221 | 139
2018-09-16 03:00 | 223 | 143
2018-09-16 03:30 | 198 | 80
2018-09-16 04:00 | 202 | 95
2018-09-16 04:30 | 214 | 127
2018-09-16 05:00 | 199 | 83
2018-09-16 05:30 | 205 | 101
2018-09-16 06:00 | 231 | 153
2018-09-16 06:30 | 225 | 143
2018-09-16 07:00 | 200 | 87
2018-09-16 07:30 | 174 | 23
2018-09-16 08:00 | 153 | 10
2018-09-16 08:30 | 152 | 11
2018-09-16 09:00 | 155 | 10
2018-09-16 09:30 | 152 | 40
2018-09-16 10:00 | 156 | 69
2018-09-16 10:30 | 152 | 55
2018-09-16 11:00 | 149 | 30
2018-09-16 11:30 | 150 | 61
2018-09-16 12:00 | 147 | 14
2018-09-16 12:30 | 151 | 9
2018-09-16 13:00 | 148 | 25
2018-09-16 13:30 | 153 | 62
2018-09-16 14:00 | 171 | 104
2018-09-16 14:30 | 183 | 128
2018-09-16 15:00 | 208 | 162
2018-09-16 15:30 | 156 | 62
2018-09-16 16:00 | 185 | 129
2018-09-16 16:30 | 198 | 151
2018-09-16 17:00 | 169 | 133
2018-09-16 17:30 | 158 | 133
2018-09-16 18:00 | 249 | 235
2018-09-16 18:30 | 333 | 325
2018-09-16 19:00 | 330 | 321
2018-09-16 19:30 | 262 | 246
2018-09-16 20:00 | 223 | 201
2018-09-16 20:30 | 249 | 232
2018-09-16 21:00 | 228 | 204
2018-09-16 21:30 | 191 | 148
2018-09-16 22:00 | 202 | 138
2018-09-16 22:30 | 210 | 135
2018-09-16 23:00 | 224 | 159
2018-09-16 23:30 | 197 | 107
2018-09-17 | 199 | 111
2018-09-17 00:30 | 193 | 96
2018-09-17 01:00 | 190 | 87
2018-09-17 01:30 | 194 | 92
2018-09-17 02:00 | 194 | 85
2018-09-17 02:30 | 196 | 94
2018-09-17 03:00 | 229 | 175
2018-09-17 03:30 | 248 | 200
2018-09-17 04:00 | 234 | 183
2018-09-17 04:30 | 174 | 70
2018-09-17 05:00 | 194 | 126
2018-09-17 05:30 | 206 | 150
2018-09-17 06:00 | 237 | 194
2018-09-17 06:30 | 243 | 202
2018-09-17 07:00 | 218 | 178
2018-09-17 07:30 | 191 | 159
2018-09-17 08:00 | 129 | 69
2018-09-17 08:30 | 111 | 1
2018-09-17 09:00 | 111 | 16
2018-09-17 09:30 | 103 | 13
2018-09-17 10:00 | 103 | 40
2018-09-17 10:30 | 130 | 98
2018-09-17 11:00 | 141 | 112
2018-09-17 11:30 | 159 | 134
2018-09-17 12:00 | 133 | 102
2018-09-17 12:30 | 152 | 126
2018-09-17 13:00 | 197 | 178
2018-09-17 13:30 | 234 | 218
2018-09-17 14:00 | 245 | 230
2018-09-17 14:30 | 238 | 222
2018-09-17 15:00 | 259 | 245
2018-09-17 15:30 | 259 | 245
2018-09-17 16:00 | 294 | 282
2018-09-17 16:30 | 411 | 404
2018-09-17 17:00 | 356 | 347
2018-09-17 17:30 | 317 | 305
2018-09-17 18:00 | 313 | 300
2018-09-17 18:30 | 334 | 322
2018-09-17 19:00 | 338 | 326
2018-09-17 19:30 | 338 | 325
2018-09-17 20:00 | 288 | 272
2018-09-17 20:30 | 221 | 200
2018-09-17 21:00 | 187 | 165
2018-09-17 21:30 | 260 | 244
2018-09-17 22:00 | 286 | 257
2018-09-17 22:30 | 307 | 276
2018-09-17 23:00 | 292 | 252
2018-09-17 23:30 | 258 | 209
2018-09-18 | 226 | 162
2018-09-18 00:30 | 245 | 191
2018-09-18 01:00 | 264 | 221
2018-09-18 01:30 | 247 | 208
2018-09-18 02:00 | 222 | 176
2018-09-18 02:30 | 220 | 173
2018-09-18 03:00 | 222 | 174
2018-09-18 03:30 | 238 | 194
2018-09-18 04:00 | 272 | 236
2018-09-18 04:30 | 282 | 248
2018-09-18 05:00 | 277 | 243
2018-09-18 05:30 | 314 | 285
2018-09-18 06:00 | 386 | 364
2018-09-18 06:30 | 315 | 292
2018-09-18 07:00 | 239 | 215
2018-09-18 07:30 | 225 | 208
2018-09-18 08:00 | 147 | 114
2018-09-18 08:30 | 147 | 115
2018-09-18 09:00 | 235 | 220
2018-09-18 09:30 | 213 | 196
2018-09-18 10:00 | 202 | 184
2018-09-18 10:30 | 183 | 163
2018-09-18 11:00 | 208 | 191
2018-09-18 11:30 | 214 | 198
2018-09-18 12:00 | 169 | 146
2018-09-18 12:30 | 205 | 187
2018-09-18 13:00 | 188 | 168
2018-09-18 13:30 | 134 | 104
2018-09-18 14:00 | 179 | 158
2018-09-18 14:30 | 172 | 150
2018-09-18 15:00 | 179 | 158
2018-09-18 15:30 | 249 | 234
2018-09-18 16:00 | 240 | 224
2018-09-18 16:30 | 288 | 277
2018-09-18 17:00 | 380 | 372
2018-09-18 17:30 | 348 | 339
2018-09-18 18:00 | 347 | 337
2018-09-18 18:30 | 411 | 404
2018-09-18 19:00 | 375 | 367
2018-09-18 19:30 | 389 | 380
2018-09-18 20:00 | 365 | 355
2018-09-18 20:30 | 428 | 420
2018-09-18 21:00 | 344 | 333
2018-09-18 21:30 | 328 | 308
2018-09-18 22:00 | 303 | 275
2018-09-18 22:30 | 249 | 210
2018-09-18 23:00 | 277 | 242
2018-09-18 23:30 | 275 | 233
2018-09-19 | 223 | 157
2018-09-19 00:30 | 242 | 186
2018-09-19 01:00 | 218 | 163
2018-09-19 01:30 | 192 | 120
2018-09-19 02:00 | 181 | 94
2018-09-19 02:30 | 191 | 119
2018-09-19 03:00 | 209 | 149
2018-09-19 03:30 | 222 | 167
2018-09-19 04:00 | 227 | 174
2018-09-19 04:30 | 216 | 160
2018-09-19 05:00 | 217 | 164
2018-09-19 05:30 | 308 | 276
2018-09-19 06:00 | 319 | 289
2018-09-19 06:30 | 277 | 241
2018-09-19 07:00 | 225 | 180
2018-09-19 07:30 | 204 | 171
2018-09-19 08:00 | 140 | 91
2018-09-19 08:30 | 118 | 42
2018-09-19 09:00 | 117 | 30
2018-09-19 09:30 | 100 | 25
2018-09-19 10:00 | 123 | 33
2018-09-19 10:30 | 124 | 79
2018-09-19 11:00 | 169 | 153
2018-09-19 11:30 | 126 | 98
2018-09-19 12:00 | 123 | 91
2018-09-19 12:30 | 119 | 85
2018-09-19 13:00 | 133 | 105
2018-09-19 13:30 | 192 | 174
2018-09-19 14:00 | 170 | 150
2018-09-19 14:30 | 246 | 234
2018-09-19 15:00 | 292 | 282
2018-09-19 15:30 | 300 | 289
2018-09-19 16:00 | 315 | 304
2018-09-19 16:30 | 310 | 299
2018-09-19 17:00 | 363 | 353
2018-09-19 17:30 | 305 | 292
2018-09-19 18:00 | 292 | 279
2018-09-19 18:30 | 384 | 376
2018-09-19 19:00 | 386 | 378
2018-09-19 19:30 | 349 | 339
2018-09-19 20:00 | 362 | 352
2018-09-19 20:30 | 404 | 396
2018-09-19 21:00 | 373 | 363
2018-09-19 21:30 | 311 | 287
2018-09-19 22:00 | 288 | 257
2018-09-19 22:30 | 244 | 206
2018-09-19 23:00 | 202 | 148
2018-09-19 23:30 | 164 | 56
2018-09-20 | 145 | 12
2018-09-20 00:30 | 130 | 1
2018-09-20 01:00 | 129 | 5
2018-09-20 01:30 | 143 | 38
2018-09-20 02:00 | 152 | 50
2018-09-20 02:30 | 135 | 3
2018-09-20 03:00 | 139 | 19
2018-09-20 03:30 | 133 | 12
2018-09-20 04:00 | 134 | 3
2018-09-20 04:30 | 133 | 38
2018-09-20 05:00 | 154 | 98
2018-09-20 05:30 | 160 | 112
2018-09-20 06:00 | 177 | 137
2018-09-20 06:30 | 177 | 147
2018-09-20 07:00 | 190 | 169
2018-09-20 07:30 | 169 | 141
2018-09-20 08:00 | 128 | 78
2018-09-20 08:30 | 108 | 17
2018-09-20 09:00 | 101 | 8
2018-09-20 09:30 | 95 | 4
2018-09-20 10:00 | 109 | 6
2018-09-20 10:30 | 124 | 27
2018-09-20 11:00 | 123 | 25
2018-09-20 11:30 | 136 | 92
2018-09-20 12:00 | 162 | 130
2018-09-20 12:30 | 161 | 127
2018-09-20 13:00 | 165 | 134
2018-09-20 13:30 | 174 | 146
2018-09-20 14:00 | 231 | 212
2018-09-20 14:30 | 244 | 227
2018-09-20 15:00 | 223 | 202
2018-09-20 15:30 | 252 | 233
2018-09-20 16:00 | 266 | 247
2018-09-20 16:30 | 293 | 277
2018-09-20 17:00 | 363 | 351
2018-09-20 17:30 | 356 | 342
2018-09-20 18:00 | 364 | 351
2018-09-20 18:30 | 367 | 355
2018-09-20 19:00 | 371 | 358
2018-09-20 19:30 | 368 | 354
2018-09-20 20:00 | 348 | 332
2018-09-20 20:30 | 302 | 287
2018-09-20 21:00 | 225 | 203
2018-09-20 21:30 | 226 | 196
2018-09-20 22:00 | 307 | 275
2018-09-20 22:30 | 318 | 290
2018-09-20 23:00 | 325 | 297
2018-09-20 23:30 | 283 | 249
2018-09-21 | 217 | 162
2018-09-21 00:30 | 189 | 111
2018-09-21 01:00 | 169 | 40
2018-09-21 01:30 | 169 | 0
2018-09-21 02:00 | 167 | 2
2018-09-21 02:30 | 174 | 25
2018-09-21 03:00 | 172 | 8
2018-09-21 03:30 | 172 | 51
2018-09-21 04:00 | 171 | 17
2018-09-21 04:30 | 167 | 1
2018-09-21 05:00 | 174 | 87
2018-09-21 05:30 | 182 | 114
2018-09-21 06:00 | 204 | 149
2018-09-21 06:30 | 191 | 107
2018-09-21 07:00 | 152 | 83
2018-09-21 07:30 | 149 | 105
2018-09-21 08:00 | 137 | 95
2018-09-21 08:30 | 112 | 41
2018-09-21 09:00 | 111 | 1
2018-09-21 09:30 | 114 | 22
2018-09-21 10:00 | 110 | 18
2018-09-21 10:30 | 107 | 24
2018-09-21 11:00 | 100 | 4
2018-09-21 11:30 | 93 | 10
2018-09-21 12:00 | 107 | 69
2018-09-21 12:30 | 120 | 83
2018-09-21 13:00 | 134 | 96
2018-09-21 13:30 | 152 | 119
2018-09-21 14:00 | 135 | 93
2018-09-21 14:30 | 147 | 111
2018-09-21 15:00 | 162 | 131
2018-09-21 15:30 | 176 | 148
2018-09-21 16:00 | 246 | 228
2018-09-21 16:30 | 257 | 241
2018-09-21 17:00 | 256 | 239
2018-09-21 17:30 | 217 | 194
2018-09-21 18:00 | 242 | 221
2018-09-21 18:30 | 272 | 256
2018-09-21 19:00 | 290 | 273
2018-09-21 19:30 | 265 | 247
2018-09-21 20:00 | 238 | 215
2018-09-21 20:30 | 204 | 172
2018-09-21 21:00 | 215 | 185
2018-09-21 21:30 | 178 | 135
2018-09-21 22:00 | 159 | 96
2018-09-21 22:30 | 159 | 96
2018-09-21 23:00 | 177 | 105
2018-09-21 23:30 | 178 | 74
2018-09-22 | 166 | 50
2018-09-22 00:30 | 195 | 87
2018-09-22 01:00 | 188 | 67
2018-09-22 01:30 | 187 | 53
2018-09-22 02:00 | 178 | 44
2018-09-22 02:30 | 166 | 47
2018-09-22 03:00 | 165 | 20
2018-09-22 03:30 | 163 | 31
2018-09-22 04:00 | 164 | 50
2018-09-22 04:30 | 165 | 54
2018-09-22 05:00 | 177 | 93
2018-09-22 05:30 | 175 | 90
2018-09-22 06:00 | 176 | 95
2018-09-22 06:30 | 179 | 106
2018-09-22 07:00 | 181 | 113
2018-09-22 07:30 | 170 | 94
2018-09-22 08:00 | 164 | 69
2018-09-22 08:30 | 157 | 46
2018-09-22 09:00 | 155 | 45
2018-09-22 09:30 | 151 | 30
2018-09-22 10:00 | 152 | 29
2018-09-22 10:30 | 154 | 43
2018-09-22 11:00 | 191 | 134
2018-09-22 11:30 | 208 | 153
2018-09-22 12:00 | 211 | 158
2018-09-22 12:30 | 203 | 144
2018-09-22 13:00 | 212 | 156
2018-09-22 13:30 | 228 | 172
2018-09-22 14:00 | 238 | 174
2018-09-22 14:30 | 237 | 174
2018-09-22 15:00 | 260 | 205
2018-09-22 15:30 | 282 | 233
2018-09-22 16:00 | 286 | 238
2018-09-22 16:30 | 265 | 213
2018-09-22 17:00 | 281 | 240
2018-09-22 17:30 | 307 | 281
2018-09-22 18:00 | 292 | 265
2018-09-22 18:30 | 311 | 287
2018-09-22 19:00 | 350 | 329
2018-09-22 19:30 | 335 | 313
2018-09-22 20:00 | 328 | 305
2018-09-22 20:30 | 331 | 308
2018-09-22 21:00 | 294 | 267
2018-09-22 21:30 | 274 | 238
2018-09-22 22:00 | 281 | 241
2018-09-22 22:30 | 274 | 224
2018-09-22 23:00 | 238 | 174
2018-09-22 23:30 | 201 | 97
2018-09-23 | 205 | 105
2018-09-23 00:30 | 267 | 211
2018-09-23 01:00 | 286 | 234
2018-09-23 01:30 | 278 | 222
2018-09-23 02:00 | 274 | 214
2018-09-23 02:30 | 255 | 183
2018-09-23 03:00 | 239 | 161
2018-09-23 03:30 | 208 | 95
2018-09-23 04:00 | 215 | 112
2018-09-23 04:30 | 215 | 113
2018-09-23 05:00 | 247 | 173
2018-09-23 05:30 | 273 | 210
2018-09-23 06:00 | 273 | 208
2018-09-23 06:30 | 285 | 224
2018-09-23 07:00 | 242 | 165
2018-09-23 07:30 | 213 | 111
2018-09-23 08:00 | 200 | 69
2018-09-23 08:30 | 181 | 38
2018-09-23 09:00 | 168 | 41
2018-09-23 09:30 | 184 | 106
2018-09-23 10:00 | 172 | 77
2018-09-23 10:30 | 169 | 60
2018-09-23 11:00 | 168 | 46
2018-09-23 11:30 | 172 | 66
2018-09-23 12:00 | 174 | 79
2018-09-23 12:30 | 177 | 88
2018-09-23 13:00 | 187 | 115
2018-09-23 13:30 | 192 | 125
2018-09-23 14:00 | 226 | 175
2018-09-23 14:30 | 230 | 180
2018-09-23 15:00 | 259 | 215
2018-09-23 15:30 | 195 | 128
2018-09-23 16:00 | 233 | 184
2018-09-23 16:30 | 265 | 225
2018-09-23 17:00 | 225 | 186
2018-09-23 17:30 | 278 | 255
2018-09-23 18:00 | 312 | 293
2018-09-23 18:30 | 360 | 346
2018-09-23 19:00 | 382 | 369
2018-09-23 19:30 | 310 | 291
2018-09-23 20:00 | 279 | 256
2018-09-23 20:30 | 264 | 241
2018-09-23 21:00 | 262 | 240
2018-09-23 21:30 | 257 | 225
2018-09-23 22:00 | 255 | 215
2018-09-23 22:30 | 236 | 191
2018-09-23 23:00 | 282 | 245
2018-09-23 23:30 | 220 | 161
2018-09-24 | 182 | 65
2018-09-24 00:30 | 198 | 112
2018-09-24 01:00 | 204 | 123
2018-09-24 01:30 | 209 | 133
2018-09-24 02:00 | 236 | 171
2018-09-24 02:30 | 239 | 170
2018-09-24 03:00 | 236 | 166
2018-09-24 03:30 | 242 | 175
2018-09-24 04:00 | 248 | 184
2018-09-24 04:30 | 263 | 204
2018-09-24 05:00 | 310 | 263
2018-09-24 05:30 | 360 | 322
2018-09-24 06:00 | 341 | 299
2018-09-24 06:30 | 340 | 300
2018-09-24 07:00 | 282 | 250
2018-09-24 07:30 | 246 | 219
2018-09-24 08:00 | 157 | 111
2018-09-24 08:30 | 127 | 54
2018-09-24 09:00 | 122 | 29
2018-09-24 09:30 | 120 | 15
2018-09-24 10:00 | 124 | 16
2018-09-24 10:30 | 124 | 24
2018-09-24 11:00 | 115 | 3
2018-09-24 11:30 | 112 | 25
2018-09-24 12:00 | 114 | 64
2018-09-24 12:30 | 133 | 97
2018-09-24 13:00 | 131 | 94
2018-09-24 13:30 | 136 | 99
2018-09-24 14:00 | 196 | 175
2018-09-24 14:30 | 301 | 289
2018-09-24 15:00 | 280 | 265
2018-09-24 15:30 | 252 | 233
2018-09-24 16:00 | 302 | 287
2018-09-24 16:30 | 339 | 327
2018-09-24 17:00 | 368 | 357
2018-09-24 17:30 | 351 | 337
2018-09-24 18:00 | 359 | 346
2018-09-24 18:30 | 341 | 327
2018-09-24 19:00 | 335 | 314
2018-09-24 19:30 | 331 | 311
2018-09-24 20:00 | 315 | 292
2018-09-24 20:30 | 285 | 267
2018-09-24 21:00 | 244 | 222
2018-09-24 21:30 | 230 | 202
2018-09-24 22:00 | 233 | 186
2018-09-24 22:30 | 200 | 133
2018-09-24 23:00 | 204 | 150
2018-09-24 23:30 | 205 | 151
2018-09-25 | 205 | 129
2018-09-25 00:30 | 202 | 124
2018-09-25 01:00 | 199 | 118
2018-09-25 01:30 | 190 | 96
2018-09-25 02:00 | 190 | 91
2018-09-25 02:30 | 195 | 107
2018-09-25 03:00 | 197 | 109
2018-09-25 03:30 | 186 | 73
2018-09-25 04:00 | 192 | 96
2018-09-25 04:30 | 195 | 104
2018-09-25 05:00 | 194 | 108
2018-09-25 05:30 | 233 | 177
2018-09-25 06:00 | 300 | 257
2018-09-25 06:30 | 262 | 227
2018-09-25 07:00 | 227 | 197
2018-09-25 07:30 | 211 | 186
2018-09-25 08:00 | 195 | 165
2018-09-25 08:30 | 230 | 207
2018-09-25 09:00 | 184 | 147
2018-09-25 09:30 | 173 | 102
2018-09-25 10:00 | 152 | 102
2018-09-25 10:30 | 155 | 122
2018-09-25 11:00 | 308 | 295
2018-09-25 11:30 | 342 | 332
2018-09-25 12:00 | 343 | 332
2018-09-25 12:30 | 362 | 353
2018-09-25 13:00 | 321 | 309
2018-09-25 13:30 | 264 | 247
2018-09-25 14:00 | 260 | 242
2018-09-25 14:30 | 357 | 346
2018-09-25 15:00 | 317 | 304
2018-09-25 15:30 | 307 | 293
2018-09-25 16:00 | 341 | 329
2018-09-25 16:30 | 316 | 302
2018-09-25 17:00 | 348 | 335
2018-09-25 17:30 | 341 | 325
2018-09-25 18:00 | 363 | 350
2018-09-25 18:30 | 369 | 356
2018-09-25 19:00 | 371 | 357
2018-09-25 19:30 | 361 | 347
2018-09-25 20:00 | 350 | 336
2018-09-25 20:30 | 338 | 323
2018-09-25 21:00 | 289 | 272
2018-09-25 21:30 | 256 | 239
2018-09-25 22:00 | 263 | 246
2018-09-25 22:30 | 241 | 203
2018-09-25 23:00 | 251 | 214
2018-09-25 23:30 | 213 | 163
2018-09-26 | 203 | 129
2018-09-26 00:30 | 212 | 137
2018-09-26 01:00 | 190 | 80
2018-09-26 01:30 | 251 | 197
2018-09-26 02:00 | 339 | 301
2018-09-26 02:30 | 324 | 286
2018-09-26 03:00 | 254 | 200
2018-09-26 03:30 | 191 | 96
2018-09-26 04:00 | 196 | 104
2018-09-26 04:30 | 221 | 148
2018-09-26 05:00 | 245 | 185
2018-09-26 05:30 | 297 | 252
2018-09-26 06:00 | 338 | 301
2018-09-26 06:30 | 338 | 305
2018-09-26 07:00 | 288 | 264
2018-09-26 07:30 | 254 | 237
2018-09-26 08:00 | 153 | 114
2018-09-26 08:30 | 126 | 61
2018-09-26 09:00 | 120 | 63
2018-09-26 09:30 | 125 | 55
2018-09-26 10:00 | 121 | 74
2018-09-26 10:30 | 122 | 83
2018-09-26 11:00 | 116 | 71
2018-09-26 11:30 | 141 | 111
2018-09-26 12:00 | 177 | 154
2018-09-26 12:30 | 206 | 186
2018-09-26 13:00 | 166 | 140
2018-09-26 13:30 | 182 | 160
2018-09-26 14:00 | 303 | 291
2018-09-26 14:30 | 251 | 235
2018-09-26 15:00 | 182 | 156
2018-09-26 15:30 | 163 | 135
2018-09-26 16:00 | 194 | 171
2018-09-26 16:30 | 208 | 187
2018-09-26 17:00 | 210 | 186
2018-09-26 17:30 | 217 | 191
2018-09-26 18:00 | 236 | 213
2018-09-26 18:30 | 260 | 241
2018-09-26 19:00 | 295 | 280
2018-09-26 19:30 | 227 | 201
2018-09-26 20:00 | 229 | 204
2018-09-26 20:30 | 248 | 229
2018-09-26 21:00 | 178 | 148
2018-09-26 21:30 | 166 | 125
2018-09-26 22:00 | 160 | 93
2018-09-26 22:30 | 175 | 124
2018-09-26 23:00 | 212 | 167
2018-09-26 23:30 | 169 | 86
2018-09-27 | 175 | 74
2018-09-27 00:30 | 178 | 109
2018-09-27 01:00 | 175 | 106
2018-09-27 01:30 | 181 | 115
2018-09-27 02:00 | 178 | 102
2018-09-27 02:30 | 170 | 82
2018-09-27 03:00 | 183 | 113
2018-09-27 03:30 | 193 | 131
2018-09-27 04:00 | 244 | 201
2018-09-27 04:30 | 210 | 157
2018-09-27 05:00 | 218 | 168
2018-09-27 05:30 | 204 | 152
2018-09-27 06:00 | 206 | 155
2018-09-27 06:30 | 213 | 180
2018-09-27 07:00 | 198 | 171
2018-09-27 07:30 | 164 | 130
2018-09-27 08:00 | 138 | 103
2018-09-27 08:30 | 143 | 111
2018-09-27 09:00 | 143 | 112
2018-09-27 09:30 | 189 | 168
2018-09-27 10:00 | 203 | 184
2018-09-27 10:30 | 245 | 230
2018-09-27 11:00 | 280 | 268
2018-09-27 11:30 | 311 | 302
2018-09-27 12:00 | 311 | 301
2018-09-27 12:30 | 303 | 291
2018-09-27 13:00 | 283 | 270
2018-09-27 13:30 | 296 | 284
2018-09-27 14:00 | 296 | 283
2018-09-27 14:30 | 294 | 281
2018-09-27 15:00 | 358 | 348
2018-09-27 15:30 | 350 | 339
2018-09-27 16:00 | 354 | 344
2018-09-27 16:30 | 386 | 377
2018-09-27 17:00 | 448 | 441
2018-09-27 17:30 | 469 | 465
2018-09-27 18:00 | 441 | 436
2018-09-27 18:30 | 458 | 454
2018-09-27 19:00 | 447 | 441
2018-09-27 19:30 | 460 | 453
2018-09-27 20:00 | 420 | 413
2018-09-27 20:30 | 429 | 421
2018-09-27 21:00 | 364 | 354
2018-09-27 21:30 | 328 | 302
2018-09-27 22:00 | 249 | 203
2018-09-27 22:30 | 231 | 179
2018-09-27 23:00 | 263 | 212
2018-09-27 23:30 | 227 | 150
2018-09-28 | 191 | 84
2018-09-28 00:30 | 192 | 114
2018-09-28 01:00 | 213 | 151
2018-09-28 01:30 | 224 | 150
2018-09-28 02:00 | 234 | 164
2018-09-28 02:30 | 231 | 158
2018-09-28 03:00 | 197 | 88
2018-09-28 03:30 | 214 | 128
2018-09-28 04:00 | 196 | 82
2018-09-28 04:30 | 189 | 62
2018-09-28 05:00 | 218 | 143
2018-09-28 05:30 | 248 | 191
2018-09-28 06:00 | 281 | 246
2018-09-28 06:30 | 334 | 312
2018-09-28 07:00 | 271 | 249
2018-09-28 07:30 | 248 | 230
2018-09-28 08:00 | 215 | 194
2018-09-28 08:30 | 193 | 169
2018-09-28 09:00 | 206 | 184
2018-09-28 09:30 | 285 | 270
2018-09-28 10:00 | 232 | 212
2018-09-28 10:30 | 226 | 201
2018-09-28 11:00 | 209 | 180
2018-09-28 11:30 | 248 | 226
2018-09-28 12:00 | 279 | 263
2018-09-28 12:30 | 300 | 284
2018-09-28 13:00 | 270 | 252
2018-09-28 13:30 | 290 | 273
2018-09-28 14:00 | 305 | 289
2018-09-28 14:30 | 367 | 355
2018-09-28 15:00 | 444 | 436
2018-09-28 15:30 | 433 | 424
2018-09-28 16:00 | 432 | 423
2018-09-28 16:30 | 467 | 459
2018-09-28 17:00 | 456 | 448
2018-09-28 17:30 | 479 | 471
2018-09-28 18:00 | 475 | 466
2018-09-28 18:30 | 524 | 517
2018-09-28 19:00 | 569 | 564
2018-09-28 19:30 | 544 | 538
2018-09-28 20:00 | 497 | 489
2018-09-28 20:30 | 506 | 498
2018-09-28 21:00 | 488 | 479
2018-09-28 21:30 | 448 | 433
2018-09-28 22:00 | 459 | 443
2018-09-28 22:30 | 438 | 421
2018-09-28 23:00 | 434 | 417
2018-09-28 23:30 | 363 | 341
2018-09-29 | 381 | 350
2018-09-29 00:30 | 343 | 302
2018-09-29 01:00 | 383 | 344
2018-09-29 01:30 | 348 | 304
2018-09-29 02:00 | 333 | 286
2018-09-29 02:30 | 308 | 256
2018-09-29 03:00 | 322 | 272
2018-09-29 03:30 | 333 | 284
2018-09-29 04:00 | 348 | 301
2018-09-29 04:30 | 354 | 308
2018-09-29 05:00 | 328 | 278
2018-09-29 05:30 | 344 | 297
2018-09-29 06:00 | 362 | 317
2018-09-29 06:30 | 363 | 319
2018-09-29 07:00 | 313 | 271
2018-09-29 07:30 | 275 | 228
2018-09-29 08:00 | 247 | 197
2018-09-29 08:30 | 210 | 150
2018-09-29 09:00 | 258 | 214
2018-09-29 09:30 | 257 | 212
2018-09-29 10:00 | 230 | 179
2018-09-29 10:30 | 216 | 160
2018-09-29 11:00 | 254 | 209
2018-09-29 11:30 | 240 | 191
2018-09-29 12:00 | 272 | 231
2018-09-29 12:30 | 270 | 228
2018-09-29 13:00 | 269 | 227
2018-09-29 13:30 | 293 | 255
2018-09-29 14:00 | 302 | 268
2018-09-29 14:30 | 352 | 334
2018-09-29 15:00 | 437 | 430
2018-09-29 15:30 | 452 | 445
2018-09-29 16:00 | 487 | 471
2018-09-29 16:30 | 485 | 465
2018-09-29 17:00 | 456 | 432
2018-09-29 17:30 | 425 | 391
2018-09-29 18:00 | 387 | 350
2018-09-29 18:30 | 435 | 419
2018-09-29 19:00 | 469 | 454
2018-09-29 19:30 | 447 | 430
2018-09-29 20:00 | 419 | 399
2018-09-29 20:30 | 424 | 405
2018-09-29 21:00 | 386 | 364
2018-09-29 21:30 | 376 | 345
2018-09-29 22:00 | 357 | 323
2018-09-29 22:30 | 329 | 290
2018-09-29 23:00 | 330 | 291
2018-09-29 23:30 | 257 | 202
2018-09-30 | 266 | 194
2018-09-30 00:30 | 288 | 217
2018-09-30 01:00 | 337 | 266
2018-09-30 01:30 | 366 | 301
2018-09-30 02:00 | 352 | 282
2018-09-30 02:30 | 352 | 281
2018-09-30 03:00 | 341 | 267
2018-09-30 03:30 | 360 | 292
2018-09-30 04:00 | 431 | 376
2018-09-30 04:30 | 423 | 366
2018-09-30 05:00 | 357 | 286
2018-09-30 05:30 | 356 | 286
2018-09-30 06:00 | 338 | 263
2018-09-30 06:30 | 293 | 222
2018-09-30 07:00 | 300 | 234
2018-09-30 07:30 | 307 | 246
2018-09-30 08:00 | 300 | 254
2018-09-30 08:30 | 325 | 288
2018-09-30 09:00 | 383 | 370
2018-09-30 09:30 | 406 | 393
2018-09-30 10:00 | 433 | 410
2018-09-30 10:30 | 433 | 411
2018-09-30 11:00 | 436 | 420
2018-09-30 11:30 | 477 | 463
2018-09-30 12:00 | 443 | 427
2018-09-30 12:30 | 465 | 449
2018-09-30 13:00 | 388 | 366
2018-09-30 13:30 | 319 | 289
2018-09-30 14:00 | 282 | 246
2018-09-30 14:30 | 263 | 224
2018-09-30 15:00 | 267 | 231
2018-09-30 15:30 | 297 | 265
2018-09-30 16:00 | 337 | 310
2018-09-30 16:30 | 388 | 366
2018-09-30 17:00 | 412 | 393
2018-09-30 17:30 | 459 | 444
2018-09-30 18:00 | 460 | 446
2018-09-30 18:30 | 539 | 529
2018-09-30 19:00 | 546 | 535
2018-09-30 19:30 | 514 | 502
2018-09-30 20:00 | 506 | 493
2018-09-30 20:30 | 486 | 471
2018-09-30 21:00 | 489 | 474
2018-09-30 21:30 | 492 | 474
2018-09-30 22:00 | 472 | 448
2018-09-30 22:30 | 479 | 456
2018-09-30 23:00 | 509 | 487
2018-09-30 23:30 | 460 | 434
2018-10-01 | 429 | 384
2018-10-01 00:30 | 386 | 328
2018-10-01 01:00 | 367 | 304
2018-10-01 01:30 | 367 | 302
2018-10-01 02:00 | 335 | 260
2018-10-01 02:30 | 330 | 254
2018-10-01 03:00 | 335 | 261
2018-10-01 03:30 | 374 | 311
2018-10-01 04:00 | 393 | 333
2018-10-01 04:30 | 403 | 345
2018-10-01 05:00 | 410 | 354
2018-10-01 05:30 | 352 | 283
2018-10-01 06:00 | 349 | 278
2018-10-01 06:30 | 367 | 302
2018-10-01 07:00 | 334 | 261
2018-10-01 07:30 | 334 | 263
2018-10-01 08:00 | 323 | 250
2018-10-01 08:30 | 263 | 186
2018-10-01 09:00 | 235 | 141
2018-10-01 09:30 | 228 | 124
2018-10-01 10:00 | 215 | 131
2018-10-01 10:30 | 228 | 152
2018-10-01 11:00 | 277 | 223
2018-10-01 11:30 | 251 | 186
2018-10-01 12:00 | 239 | 186
2018-10-01 12:30 | 251 | 205
2018-10-01 13:00 | 278 | 237
2018-10-01 13:30 | 277 | 236
2018-10-01 14:00 | 301 | 265
2018-10-01 14:30 | 331 | 300
2018-10-01 15:00 | 374 | 351
2018-10-01 15:30 | 382 | 361
2018-10-01 16:00 | 413 | 394
2018-10-01 16:30 | 410 | 392
2018-10-01 17:00 | 431 | 419
2018-10-01 17:30 | 490 | 484
2018-10-01 18:00 | 538 | 532
2018-10-01 18:30 | 521 | 512
2018-10-01 19:00 | 478 | 468
2018-10-01 19:30 | 507 | 497
2018-10-01 20:00 | 527 | 517
2018-10-01 20:30 | 534 | 524
2018-10-01 21:00 | 489 | 477
2018-10-01 21:30 | 485 | 465
2018-10-01 22:00 | 460 | 434
2018-10-01 22:30 | 424 | 393
2018-10-01 23:00 | 453 | 422
2018-10-01 23:30 | 435 | 395
2018-10-02 | 398 | 340
2018-10-02 00:30 | 379 | 311
2018-10-02 01:00 | 378 | 313
2018-10-02 01:30 | 375 | 310
2018-10-02 02:00 | 362 | 292
2018-10-02 02:30 | 333 | 254
2018-10-02 03:00 | 341 | 265
2018-10-02 03:30 | 326 | 245
2018-10-02 04:00 | 353 | 281
2018-10-02 04:30 | 358 | 289
2018-10-02 05:00 | 387 | 327
2018-10-02 05:30 | 389 | 332
2018-10-02 06:00 | 419 | 372
2018-10-02 06:30 | 402 | 363
2018-10-02 07:00 | 344 | 308
2018-10-02 07:30 | 329 | 301
2018-10-02 08:00 | 277 | 240
2018-10-02 08:30 | 231 | 193
2018-10-02 09:00 | 223 | 186
2018-10-02 09:30 | 240 | 209
2018-10-02 10:00 | 249 | 222
2018-10-02 10:30 | 312 | 292
2018-10-02 11:00 | 343 | 325
2018-10-02 11:30 | 272 | 247
2018-10-02 12:00 | 274 | 249
2018-10-02 12:30 | 268 | 243
2018-10-02 13:00 | 273 | 251
2018-10-02 13:30 | 243 | 219
2018-10-02 14:00 | 186 | 156
2018-10-02 14:30 | 269 | 249
2018-10-02 15:00 | 277 | 258
2018-10-02 15:30 | 204 | 179
2018-10-02 16:00 | 203 | 179
2018-10-02 16:30 | 250 | 229
2018-10-02 17:00 | 293 | 276
2018-10-02 17:30 | 282 | 264
2018-10-02 18:00 | 326 | 311
2018-10-02 18:30 | 387 | 376
2018-10-02 19:00 | 428 | 419
2018-10-02 19:30 | 427 | 417
2018-10-02 20:00 | 427 | 416
2018-10-02 20:30 | 371 | 360
2018-10-02 21:00 | 345 | 333
2018-10-02 21:30 | 290 | 267
2018-10-02 22:00 | 300 | 275
2018-10-02 22:30 | 333 | 306
2018-10-02 23:00 | 310 | 278
2018-10-02 23:30 | 229 | 171
2018-10-03 | 228 | 161
2018-10-03 00:30 | 229 | 165
2018-10-03 01:00 | 253 | 197
2018-10-03 01:30 | 258 | 202
2018-10-03 02:00 | 230 | 163
2018-10-03 02:30 | 230 | 162
2018-10-03 03:00 | 283 | 230
2018-10-03 03:30 | 279 | 226
2018-10-03 04:00 | 305 | 255
2018-10-03 04:30 | 324 | 277
2018-10-03 05:00 | 361 | 320
2018-10-03 05:30 | 392 | 355
2018-10-03 06:00 | 439 | 407
2018-10-03 06:30 | 495 | 469
2018-10-03 07:00 | 432 | 405
2018-10-03 07:30 | 389 | 362
2018-10-03 08:00 | 316 | 282
2018-10-03 08:30 | 283 | 246
2018-10-03 09:00 | 227 | 179
2018-10-03 09:30 | 186 | 118
2018-10-03 10:00 | 171 | 81
2018-10-03 10:30 | 173 | 88
2018-10-03 11:00 | 190 | 126
2018-10-03 11:30 | 180 | 109
2018-10-03 12:00 | 156 | 27
2018-10-03 12:30 | 157 | 8
2018-10-03 13:00 | 158 | 22
2018-10-03 13:30 | 158 | 24
2018-10-03 14:00 | 186 | 7
2018-10-03 14:30 | 204 | 101
2018-10-03 15:00 | 203 | 118
2018-10-03 15:30 | 182 | 118
2018-10-03 16:00 | 240 | 198
2018-10-03 16:30 | 298 | 265
2018-10-03 17:00 | 336 | 308
2018-10-03 17:30 | 306 | 273
2018-10-03 18:00 | 347 | 317
2018-10-03 18:30 | 403 | 380
2018-10-03 19:00 | 426 | 413
2018-10-03 19:30 | 392 | 376
2018-10-03 20:00 | 419 | 404
2018-10-03 20:30 | 440 | 425
2018-10-03 21:00 | 384 | 366
2018-10-03 21:30 | 398 | 380
2018-10-03 22:00 | 380 | 355
2018-10-03 22:30 | 311 | 282
2018-10-03 23:00 | 292 | 261
2018-10-03 23:30 | 219 | 172
2018-10-04 | 206 | 111
2018-10-04 00:30 | 224 | 160
2018-10-04 01:00 | 208 | 130
2018-10-04 01:30 | 224 | 155
2018-10-04 02:00 | 267 | 212
2018-10-04 02:30 | 281 | 227
2018-10-04 03:00 | 293 | 241
2018-10-04 03:30 | 300 | 247
2018-10-04 04:00 | 279 | 221
2018-10-04 04:30 | 322 | 274
2018-10-04 05:00 | 297 | 246
2018-10-04 05:30 | 308 | 261
2018-10-04 06:00 | 369 | 330
2018-10-04 06:30 | 348 | 311
2018-10-04 07:00 | 194 | 109
2018-10-04 07:30 | 195 | 117
2018-10-04 08:00 | 166 | 6
2018-10-04 08:30 | 158 | 67
2018-10-04 09:00 | 163 | 104
2018-10-04 09:30 | 152 | 101
2018-10-04 10:00 | 168 | 127
2018-10-04 10:30 | 134 | 107
2018-10-04 11:00 | 132 | 109
2018-10-04 11:30 | 117 | 93
2018-10-04 12:00 | 125 | 103
2018-10-04 12:30 | 94 | 63
2018-10-04 13:00 | 106 | 78
2018-10-04 13:30 | 122 | 82
2018-10-04 14:00 | 121 | 76
2018-10-04 14:30 | 72 | 11
2018-10-04 15:00 | 104 | 82
2018-10-04 15:30 | 160 | 147
2018-10-04 16:00 | 226 | 217
2018-10-04 16:30 | 290 | 283
2018-10-04 17:00 | 330 | 325
2018-10-04 17:30 | 386 | 380
2018-10-04 18:00 | 426 | 422
2018-10-04 18:30 | 454 | 450
2018-10-04 19:00 | 460 | 456
2018-10-04 19:30 | 443 | 438
2018-10-04 20:00 | 430 | 425
2018-10-04 20:30 | 364 | 357
2018-10-04 21:00 | 328 | 319
2018-10-04 21:30 | 346 | 327
2018-10-04 22:00 | 336 | 309
2018-10-04 22:30 | 343 | 317
2018-10-04 23:00 | 384 | 359
2018-10-04 23:30 | 329 | 300
2018-10-05 | 295 | 260
2018-10-05 00:30 | 326 | 286
2018-10-05 01:00 | 322 | 276
2018-10-05 01:30 | 307 | 256
2018-10-05 02:00 | 286 | 230
2018-10-05 02:30 | 275 | 216
2018-10-05 03:00 | 296 | 241
2018-10-05 03:30 | 372 | 334
2018-10-05 04:00 | 358 | 322
2018-10-05 04:30 | 384 | 350
2018-10-05 05:00 | 395 | 363
2018-10-05 05:30 | 459 | 433
2018-10-05 06:00 | 488 | 465
2018-10-05 06:30 | 392 | 367
2018-10-05 07:00 | 364 | 347
2018-10-05 07:30 | 374 | 361
2018-10-05 08:00 | 280 | 262
2018-10-05 08:30 | 222 | 200
2018-10-05 09:00 | 285 | 270
2018-10-05 09:30 | 296 | 288
2018-10-05 10:00 | 314 | 306
2018-10-05 10:30 | 313 | 306
2018-10-05 11:00 | 246 | 236
2018-10-05 11:30 | 274 | 265
2018-10-05 12:00 | 290 | 281
2018-10-05 12:30 | 259 | 249
2018-10-05 13:00 | 297 | 289
2018-10-05 13:30 | 311 | 302
2018-10-05 14:00 | 357 | 350
2018-10-05 14:30 | 427 | 421
2018-10-05 15:00 | 425 | 419
2018-10-05 15:30 | 485 | 480
2018-10-05 16:00 | 479 | 473
2018-10-05 16:30 | 479 | 474
2018-10-05 17:00 | 593 | 589
2018-10-05 17:30 | 561 | 557
2018-10-05 18:00 | 555 | 551
2018-10-05 18:30 | 605 | 602
2018-10-05 19:00 | 609 | 606
2018-10-05 19:30 | 550 | 546
2018-10-05 20:00 | 509 | 503
2018-10-05 20:30 | 478 | 472
2018-10-05 21:00 | 427 | 419
2018-10-05 21:30 | 440 | 422
2018-10-05 22:00 | 420 | 393
2018-10-05 22:30 | 407 | 377
2018-10-05 23:00 | 447 | 420
2018-10-05 23:30 | 372 | 336
2018-10-06 | 294 | 245
2018-10-06 00:30 | 272 | 216
2018-10-06 01:00 | 330 | 272
2018-10-06 01:30 | 352 | 285
2018-10-06 02:00 | 333 | 260
2018-10-06 02:30 | 323 | 243
2018-10-06 03:00 | 314 | 228
2018-10-06 03:30 | 317 | 234
2018-10-06 04:00 | 326 | 246
2018-10-06 04:30 | 344 | 271
2018-10-06 05:00 | 327 | 249
2018-10-06 05:30 | 325 | 247
2018-10-06 06:00 | 392 | 333
2018-10-06 06:30 | 421 | 369
2018-10-06 07:00 | 417 | 364
2018-10-06 07:30 | 402 | 356
2018-10-06 08:00 | 385 | 342
2018-10-06 08:30 | 387 | 350
2018-10-06 09:00 | 365 | 332
2018-10-06 09:30 | 245 | 202
2018-10-06 10:00 | 252 | 220
2018-10-06 10:30 | 217 | 179
2018-10-06 11:00 | 247 | 215
2018-10-06 11:30 | 269 | 240
2018-10-06 12:00 | 328 | 305
2018-10-06 12:30 | 341 | 321
2018-10-06 13:00 | 376 | 357
2018-10-06 13:30 | 376 | 356
2018-10-06 14:00 | 345 | 322
2018-10-06 14:30 | 340 | 317
2018-10-06 15:00 | 404 | 386
2018-10-06 15:30 | 525 | 512
2018-10-06 16:00 | 539 | 527
2018-10-06 16:30 | 549 | 538
2018-10-06 17:00 | 576 | 566
2018-10-06 17:30 | 568 | 562
2018-10-06 18:00 | 564 | 559
2018-10-06 18:30 | 533 | 527
2018-10-06 19:00 | 566 | 560
2018-10-06 19:30 | 540 | 533
2018-10-06 20:00 | 478 | 470
2018-10-06 20:30 | 451 | 443
2018-10-06 21:00 | 396 | 381
2018-10-06 21:30 | 356 | 329
2018-10-06 22:00 | 349 | 320
2018-10-06 22:30 | 376 | 344
2018-10-06 23:00 | 458 | 433
2018-10-06 23:30 | 497 | 473
2018-10-07 | 487 | 445
2018-10-07 00:30 | 438 | 388
2018-10-07 01:00 | 407 | 348
2018-10-07 01:30 | 382 | 316
2018-10-07 02:00 | 371 | 301
2018-10-07 02:30 | 342 | 259
2018-10-07 03:00 | 340 | 256
2018-10-07 03:30 | 332 | 253
2018-10-07 04:00 | 328 | 248
2018-10-07 04:30 | 360 | 285
2018-10-07 05:00 | 366 | 293
2018-10-07 05:30 | 381 | 312
2018-10-07 06:00 | 390 | 323
2018-10-07 06:30 | 405 | 341
2018-10-07 07:00 | 384 | 323
2018-10-07 07:30 | 370 | 314
2018-10-07 08:00 | 370 | 314
2018-10-07 08:30 | 385 | 333
2018-10-07 09:00 | 354 | 298
2018-10-07 09:30 | 355 | 304
2018-10-07 10:00 | 350 | 307
2018-10-07 10:30 | 367 | 326
2018-10-07 11:00 | 366 | 327
2018-10-07 11:30 | 358 | 317
2018-10-07 12:00 | 335 | 290
2018-10-07 12:30 | 331 | 285
2018-10-07 13:00 | 307 | 256
2018-10-07 13:30 | 302 | 251
2018-10-07 14:00 | 295 | 243
2018-10-07 14:30 | 336 | 293
2018-10-07 15:00 | 346 | 305
2018-10-07 15:30 | 376 | 339
2018-10-07 16:00 | 432 | 409
2018-10-07 16:30 | 466 | 446
2018-10-07 17:00 | 467 | 448
2018-10-07 17:30 | 457 | 440
2018-10-07 18:00 | 498 | 484
2018-10-07 18:30 | 576 | 566
2018-10-07 19:00 | 578 | 569
2018-10-07 19:30 | 547 | 535
2018-10-07 20:00 | 551 | 538
2018-10-07 20:30 | 601 | 590
2018-10-07 21:00 | 586 | 574
2018-10-07 21:30 | 551 | 534
2018-10-07 22:00 | 570 | 551
2018-10-07 22:30 | 594 | 576
2018-10-07 23:00 | 586 | 568
2018-10-07 23:30 | 568 | 544
2018-10-08 | 496 | 464
2018-10-08 00:30 | 426 | 373
2018-10-08 01:00 | 366 | 299
2018-10-08 01:30 | 386 | 324
2018-10-08 02:00 | 389 | 327
2018-10-08 02:30 | 385 | 322
2018-10-08 03:00 | 367 | 300
2018-10-08 03:30 | 376 | 311
2018-10-08 04:00 | 375 | 309
2018-10-08 04:30 | 322 | 241
2018-10-08 05:00 | 337 | 263
2018-10-08 05:30 | 337 | 267
2018-10-08 06:00 | 363 | 307
2018-10-08 06:30 | 418 | 382
2018-10-08 07:00 | 418 | 392
2018-10-08 07:30 | 425 | 407
2018-10-08 08:00 | 395 | 375
2018-10-08 08:30 | 313 | 284
2018-10-08 09:00 | 284 | 251
2018-10-08 09:30 | 342 | 317
2018-10-08 10:00 | 294 | 264
2018-10-08 10:30 | 319 | 292
2018-10-08 11:00 | 407 | 387
2018-10-08 11:30 | 393 | 373
2018-10-08 12:00 | 411 | 393
2018-10-08 12:30 | 431 | 414
2018-10-08 13:00 | 406 | 388
2018-10-08 13:30 | 387 | 368
2018-10-08 14:00 | 395 | 378
2018-10-08 14:30 | 438 | 425
2018-10-08 15:00 | 417 | 401
2018-10-08 15:30 | 395 | 378
2018-10-08 16:00 | 429 | 414
2018-10-08 16:30 | 421 | 406
2018-10-08 17:00 | 455 | 440
2018-10-08 17:30 | 439 | 423
2018-10-08 18:00 | 492 | 479
2018-10-08 18:30 | 544 | 534
2018-10-08 19:00 | 568 | 560
2018-10-08 19:30 | 534 | 523
2018-10-08 20:00 | 531 | 518
2018-10-08 20:30 | 500 | 486
2018-10-08 21:00 | 478 | 463
2018-10-08 21:30 | 417 | 399
2018-10-08 22:00 | 335 | 310
2018-10-08 22:30 | 346 | 321
2018-10-08 23:00 | 359 | 330
2018-10-08 23:30 | 320 | 273
2018-10-09 | 285 | 249
2018-10-09 00:30 | 275 | 234
2018-10-09 01:00 | 225 | 169
2018-10-09 01:30 | 182 | 100
2018-10-09 02:00 | 195 | 115
2018-10-09 02:30 | 235 | 159
2018-10-09 03:00 | 264 | 203
2018-10-09 03:30 | 268 | 206
2018-10-09 04:00 | 247 | 177
2018-10-09 04:30 | 218 | 130
2018-10-09 05:00 | 213 | 122
2018-10-09 05:30 | 248 | 182
2018-10-09 06:00 | 313 | 269
2018-10-09 06:30 | 333 | 296
2018-10-09 07:00 | 271 | 238
2018-10-09 07:30 | 294 | 273
2018-10-09 08:00 | 281 | 266
2018-10-09 08:30 | 237 | 219
2018-10-09 09:00 | 209 | 189
2018-10-09 09:30 | 156 | 124
2018-10-09 10:00 | 137 | 103
2018-10-09 10:30 | 151 | 124
2018-10-09 11:00 | 159 | 135
2018-10-09 11:30 | 177 | 156
2018-10-09 12:00 | 112 | 72
2018-10-09 12:30 | 99 | 49
2018-10-09 13:00 | 138 | 113
2018-10-09 13:30 | 134 | 109
2018-10-09 14:00 | 189 | 174
2018-10-09 14:30 | 239 | 227
2018-10-09 15:00 | 296 | 286
2018-10-09 15:30 | 372 | 365
2018-10-09 16:00 | 418 | 412
2018-10-09 16:30 | 484 | 475
2018-10-09 17:00 | 490 | 481
2018-10-09 17:30 | 565 | 557
2018-10-09 18:00 | 545 | 536
2018-10-09 18:30 | 551 | 544
2018-10-09 19:00 | 586 | 580
2018-10-09 19:30 | 526 | 518
2018-10-09 20:00 | 509 | 500
2018-10-09 20:30 | 493 | 483
2018-10-09 21:00 | 389 | 374
2018-10-09 21:30 | 392 | 371
2018-10-09 22:00 | 422 | 395
2018-10-09 22:30 | 469 | 443
2018-10-09 23:00 | 468 | 442
2018-10-09 23:30 | 429 | 401
2018-10-10 | 368 | 333
2018-10-10 00:30 | 355 | 316
2018-10-10 01:00 | 301 | 253
2018-10-10 01:30 | 297 | 247
2018-10-10 02:00 | 316 | 266
2018-10-10 02:30 | 332 | 282
2018-10-10 03:00 | 400 | 361
2018-10-10 03:30 | 450 | 415
2018-10-10 04:00 | 454 | 420
2018-10-10 04:30 | 481 | 449
2018-10-10 05:00 | 401 | 362
2018-10-10 05:30 | 334 | 290
2018-10-10 06:00 | 340 | 300
2018-10-10 06:30 | 332 | 294
2018-10-10 07:00 | 254 | 196
2018-10-10 07:30 | 261 | 211
2018-10-10 08:00 | 236 | 179
2018-10-10 08:30 | 218 | 153
2018-10-10 09:00 | 216 | 179
2018-10-10 09:30 | 272 | 246
2018-10-10 10:00 | 247 | 219
2018-10-10 10:30 | 180 | 137
2018-10-10 11:00 | 181 | 138
2018-10-10 11:30 | 195 | 155
2018-10-10 12:00 | 218 | 186
2018-10-10 12:30 | 185 | 142
2018-10-10 13:00 | 211 | 176
2018-10-10 13:30 | 259 | 234
2018-10-10 14:00 | 336 | 318
2018-10-10 14:30 | 348 | 331
2018-10-10 15:00 | 376 | 360
2018-10-10 15:30 | 476 | 464
2018-10-10 16:00 | 507 | 497
2018-10-10 16:30 | 518 | 508
2018-10-10 17:00 | 574 | 565
2018-10-10 17:30 | 613 | 604
2018-10-10 18:00 | 604 | 596
2018-10-10 18:30 | 570 | 561
2018-10-10 19:00 | 555 | 546
2018-10-10 19:30 | 530 | 519
2018-10-10 20:00 | 539 | 528
2018-10-10 20:30 | 517 | 505
2018-10-10 21:00 | 537 | 525
2018-10-10 21:30 | 488 | 473
2018-10-10 22:00 | 505 | 487
2018-10-10 22:30 | 507 | 489
2018-10-10 23:00 | 512 | 493
2018-10-10 23:30 | 421 | 396
2018-10-11 | 367 | 337
2018-10-11 00:30 | 355 | 320
2018-10-11 01:00 | 338 | 300
2018-10-11 01:30 | 334 | 295
2018-10-11 02:00 | 370 | 332
2018-10-11 02:30 | 396 | 359
2018-10-11 03:00 | 423 | 388
2018-10-11 03:30 | 465 | 434
2018-10-11 04:00 | 454 | 422
2018-10-11 04:30 | 397 | 361
2018-10-11 05:00 | 379 | 342
2018-10-11 05:30 | 291 | 242
2018-10-11 06:00 | 277 | 228
2018-10-11 06:30 | 273 | 231
2018-10-11 07:00 | 266 | 230
2018-10-11 07:30 | 248 | 218
2018-10-11 08:00 | 249 | 223
2018-10-11 08:30 | 325 | 307
2018-10-11 09:00 | 290 | 269
2018-10-11 09:30 | 285 | 263
2018-10-11 10:00 | 252 | 227
2018-10-11 10:30 | 272 | 250
2018-10-11 11:00 | 303 | 284
2018-10-11 11:30 | 360 | 344
2018-10-11 12:00 | 376 | 362
2018-10-11 12:30 | 444 | 431
2018-10-11 13:00 | 476 | 464
2018-10-11 13:30 | 484 | 472
2018-10-11 14:00 | 466 | 453
2018-10-11 14:30 | 481 | 470
2018-10-11 15:00 | 504 | 493
2018-10-11 15:30 | 546 | 537
2018-10-11 16:00 | 488 | 478
2018-10-11 16:30 | 452 | 440
2018-10-11 17:00 | 442 | 430
2018-10-11 17:30 | 483 | 471
2018-10-11 18:00 | 510 | 500
2018-10-11 18:30 | 542 | 534
2018-10-11 19:00 | 554 | 546
2018-10-11 19:30 | 552 | 542
2018-10-11 20:00 | 539 | 528
2018-10-11 20:30 | 495 | 482
2018-10-11 21:00 | 457 | 442
2018-10-11 21:30 | 417 | 394
2018-10-11 22:00 | 450 | 426
2018-10-11 22:30 | 505 | 483
2018-10-11 23:00 | 509 | 486
2018-10-11 23:30 | 461 | 436
2018-10-12 | 370 | 336
2018-10-12 00:30 | 369 | 334
2018-10-12 01:00 | 409 | 376
2018-10-12 01:30 | 407 | 373
2018-10-12 02:00 | 425 | 393
2018-10-12 02:30 | 396 | 360
2018-10-12 03:00 | 416 | 382
2018-10-12 03:30 | 432 | 400
2018-10-12 04:00 | 438 | 406
2018-10-12 04:30 | 470 | 440
2018-10-12 05:00 | 456 | 427
2018-10-12 05:30 | 385 | 351
2018-10-12 06:00 | 331 | 292
2018-10-12 06:30 | 374 | 348
2018-10-12 07:00 | 355 | 336
2018-10-12 07:30 | 390 | 376
2018-10-12 08:00 | 403 | 393
2018-10-12 08:30 | 442 | 437
2018-10-12 09:00 | 461 | 455
2018-10-12 09:30 | 443 | 437
2018-10-12 10:00 | 437 | 431
2018-10-12 10:30 | 384 | 377
2018-10-12 11:00 | 377 | 370
2018-10-12 11:30 | 386 | 379
2018-10-12 12:00 | 401 | 395
2018-10-12 12:30 | 440 | 434
2018-10-12 13:00 | 432 | 426
2018-10-12 13:30 | 460 | 454
2018-10-12 14:00 | 441 | 435
2018-10-12 14:30 | 492 | 487
2018-10-12 15:00 | 464 | 459
2018-10-12 15:30 | 458 | 452
2018-10-12 16:00 | 434 | 428
2018-10-12 16:30 | 464 | 458
2018-10-12 17:00 | 497 | 492
2018-10-12 17:30 | 520 | 516
2018-10-12 18:00 | 464 | 459
2018-10-12 18:30 | 496 | 491
2018-10-12 19:00 | 498 | 493
2018-10-12 19:30 | 463 | 456
2018-10-12 20:00 | 522 | 516
2018-10-12 20:30 | 539 | 534
2018-10-12 21:00 | 483 | 477
2018-10-12 21:30 | 448 | 433
2018-10-12 22:00 | 391 | 364
2018-10-12 22:30 | 401 | 373
2018-10-12 23:00 | 380 | 351
2018-10-12 23:30 | 351 | 318
2018-10-13 | 318 | 279
2018-10-13 00:30 | 304 | 260
2018-10-13 01:00 | 299 | 252
2018-10-13 01:30 | 337 | 295
2018-10-13 02:00 | 333 | 288
2018-10-13 02:30 | 303 | 241
2018-10-13 03:00 | 300 | 237
2018-10-13 03:30 | 301 | 238
2018-10-13 04:00 | 330 | 274
2018-10-13 04:30 | 313 | 253
2018-10-13 05:00 | 340 | 285
2018-10-13 05:30 | 331 | 275
2018-10-13 06:00 | 314 | 255
2018-10-13 06:30 | 319 | 264
2018-10-13 07:00 | 338 | 290
2018-10-13 07:30 | 344 | 300
2018-10-13 08:00 | 307 | 259
2018-10-13 08:30 | 348 | 316
2018-10-13 09:00 | 469 | 453
2018-10-13 09:30 | 494 | 479
2018-10-13 10:00 | 465 | 449
2018-10-13 10:30 | 423 | 406
2018-10-13 11:00 | 436 | 419
2018-10-13 11:30 | 441 | 423
2018-10-13 12:00 | 376 | 354
2018-10-13 12:30 | 383 | 360
2018-10-13 13:00 | 409 | 387
2018-10-13 13:30 | 441 | 421
2018-10-13 14:00 | 448 | 429
2018-10-13 14:30 | 505 | 487
2018-10-13 15:00 | 504 | 486
2018-10-13 15:30 | 509 | 492
2018-10-13 16:00 | 480 | 461
2018-10-13 16:30 | 474 | 456
2018-10-13 17:00 | 599 | 587
2018-10-13 17:30 | 538 | 525
2018-10-13 18:00 | 519 | 507
2018-10-13 18:30 | 531 | 519
2018-10-13 19:00 | 551 | 540
2018-10-13 19:30 | 559 | 547
2018-10-13 20:00 | 571 | 558
2018-10-13 20:30 | 498 | 482
2018-10-13 21:00 | 417 | 392
2018-10-13 21:30 | 409 | 374
2018-10-13 22:00 | 404 | 363
2018-10-13 22:30 | 441 | 404
2018-10-13 23:00 | 506 | 473
2018-10-13 23:30 | 494 | 461
2018-10-14 | 406 | 361
2018-10-14 00:30 | 407 | 357
2018-10-14 01:00 | 372 | 302
2018-10-14 01:30 | 394 | 327
2018-10-14 02:00 | 429 | 366
2018-10-14 02:30 | 449 | 390
2018-10-14 03:00 | 520 | 472
2018-10-14 03:30 | 430 | 366
2018-10-14 04:00 | 453 | 391
2018-10-14 04:30 | 521 | 470
2018-10-14 05:00 | 535 | 487
2018-10-14 05:30 | 447 | 387
2018-10-14 06:00 | 382 | 305
2018-10-14 06:30 | 402 | 331
2018-10-14 07:00 | 397 | 325
2018-10-14 07:30 | 391 | 323
2018-10-14 08:00 | 408 | 347
2018-10-14 08:30 | 450 | 409
2018-10-14 09:00 | 487 | 453
2018-10-14 09:30 | 520 | 490
2018-10-14 10:00 | 546 | 518
2018-10-14 10:30 | 554 | 527
2018-10-14 11:00 | 504 | 473
2018-10-14 11:30 | 535 | 512
2018-10-14 12:00 | 559 | 540
2018-10-14 12:30 | 551 | 531
2018-10-14 13:00 | 540 | 519
2018-10-14 13:30 | 530 | 509
2018-10-14 14:00 | 518 | 496
2018-10-14 14:30 | 576 | 557
2018-10-14 15:00 | 514 | 491
2018-10-14 15:30 | 555 | 535
2018-10-14 16:00 | 576 | 557
2018-10-14 16:30 | 554 | 535
2018-10-14 17:00 | 512 | 491
2018-10-14 17:30 | 536 | 517
2018-10-14 18:00 | 579 | 563
2018-10-14 18:30 | 569 | 555
2018-10-14 19:00 | 578 | 563
2018-10-14 19:30 | 562 | 544
2018-10-14 20:00 | 583 | 566
2018-10-14 20:30 | 638 | 623
2018-10-14 21:00 | 666 | 652
2018-10-14 21:30 | 620 | 604
2018-10-14 22:00 | 565 | 545
2018-10-14 22:30 | 575 | 555
2018-10-14 23:00 | 551 | 529
2018-10-14 23:30 | 478 | 450
2018-10-15 | 441 | 407
2018-10-15 00:30 | 464 | 425
2018-10-15 01:00 | 453 | 402
2018-10-15 01:30 | 441 | 385
2018-10-15 02:00 | 454 | 399
2018-10-15 02:30 | 455 | 398
2018-10-15 03:00 | 471 | 407
2018-10-15 03:30 | 477 | 414
2018-10-15 04:00 | 464 | 399
2018-10-15 04:30 | 503 | 446
2018-10-15 05:00 | 506 | 452
2018-10-15 05:30 | 447 | 396
2018-10-15 06:00 | 380 | 334
2018-10-15 06:30 | 454 | 429
2018-10-15 07:00 | 451 | 428
2018-10-15 07:30 | 529 | 516
2018-10-15 08:00 | 582 | 573
2018-10-15 08:30 | 584 | 578
2018-10-15 09:00 | 551 | 544
2018-10-15 09:30 | 547 | 539
2018-10-15 10:00 | 537 | 530
2018-10-15 10:30 | 556 | 550
2018-10-15 11:00 | 525 | 518
2018-10-15 11:30 | 560 | 554
2018-10-15 12:00 | 552 | 545
2018-10-15 12:30 | 522 | 514
2018-10-15 13:00 | 479 | 470
2018-10-15 13:30 | 449 | 438
2018-10-15 14:00 | 467 | 457
2018-10-15 14:30 | 492 | 483
2018-10-15 15:00 | 509 | 500
2018-10-15 15:30 | 535 | 527
2018-10-15 16:00 | 551 | 543
2018-10-15 16:30 | 581 | 574
2018-10-15 17:00 | 614 | 608
2018-10-15 17:30 | 688 | 684
2018-10-15 18:00 | 703 | 699
2018-10-15 18:30 | 754 | 752
2018-10-15 19:00 | 788 | 786
2018-10-15 19:30 | 733 | 729
2018-10-15 20:00 | 698 | 694
2018-10-15 20:30 | 672 | 667
2018-10-15 21:00 | 631 | 625
2018-10-15 21:30 | 616 | 604
2018-10-15 22:00 | 556 | 538
2018-10-15 22:30 | 539 | 520
2018-10-15 23:00 | 554 | 536
2018-10-15 23:30 | 568 | 547
2018-10-16 | 475 | 441
2018-10-16 00:30 | 460 | 421
2018-10-16 01:00 | 470 | 427
2018-10-16 01:30 | 526 | 487
2018-10-16 02:00 | 512 | 469
2018-10-16 02:30 | 544 | 505
2018-10-16 03:00 | 561 | 524
2018-10-16 03:30 | 568 | 531
2018-10-16 04:00 | 493 | 447
2018-10-16 04:30 | 485 | 438
2018-10-16 05:00 | 488 | 443
2018-10-16 05:30 | 418 | 370
2018-10-16 06:00 | 354 | 309
2018-10-16 06:30 | 416 | 396
2018-10-16 07:00 | 417 | 400
2018-10-16 07:30 | 464 | 454
2018-10-16 08:00 | 456 | 445
2018-10-16 08:30 | 415 | 402
2018-10-16 09:00 | 381 | 366
2018-10-16 09:30 | 359 | 342
2018-10-16 10:00 | 364 | 347
2018-10-16 10:30 | 330 | 310
2018-10-16 11:00 | 323 | 303
2018-10-16 11:30 | 313 | 294
2018-10-16 12:00 | 297 | 276
2018-10-16 12:30 | 289 | 267
2018-10-16 13:00 | 254 | 228
2018-10-16 13:30 | 307 | 289
2018-10-16 14:00 | 324 | 307
2018-10-16 14:30 | 360 | 345
2018-10-16 15:00 | 380 | 367
2018-10-16 15:30 | 426 | 414
2018-10-16 16:00 | 471 | 462
2018-10-16 16:30 | 504 | 495
2018-10-16 17:00 | 564 | 558
2018-10-16 17:30 | 601 | 595
2018-10-16 18:00 | 645 | 640
2018-10-16 18:30 | 748 | 745
2018-10-16 19:00 | 772 | 769
2018-10-16 19:30 | 734 | 730
2018-10-16 20:00 | 677 | 672
2018-10-16 20:30 | 637 | 630
2018-10-16 21:00 | 588 | 580
2018-10-16 21:30 | 568 | 556
2018-10-16 22:00 | 523 | 503
2018-10-16 22:30 | 519 | 498
2018-10-16 23:00 | 483 | 459
2018-10-16 23:30 | 426 | 397
2018-10-17 | 328 | 285
2018-10-17 00:30 | 340 | 300
2018-10-17 01:00 | 367 | 309
2018-10-17 01:30 | 383 | 325
2018-10-17 02:00 | 407 | 352
2018-10-17 02:30 | 444 | 395
2018-10-17 03:00 | 469 | 422
2018-10-17 03:30 | 413 | 357
2018-10-17 04:00 | 398 | 340
2018-10-17 04:30 | 384 | 323
2018-10-17 05:00 | 396 | 346
2018-10-17 05:30 | 369 | 321
2018-10-17 06:00 | 397 | 355
2018-10-17 06:30 | 386 | 344
2018-10-17 07:00 | 341 | 306
2018-10-17 07:30 | 398 | 378
2018-10-17 08:00 | 395 | 380
2018-10-17 08:30 | 379 | 365
2018-10-17 09:00 | 419 | 407
2018-10-17 09:30 | 347 | 331
2018-10-17 10:00 | 330 | 314
2018-10-17 10:30 | 335 | 319
2018-10-17 11:00 | 340 | 325
2018-10-17 11:30 | 346 | 331
2018-10-17 12:00 | 325 | 308
2018-10-17 12:30 | 324 | 305
2018-10-17 13:00 | 314 | 296
2018-10-17 13:30 | 305 | 286
2018-10-17 14:00 | 393 | 381
2018-10-17 14:30 | 500 | 493
2018-10-17 15:00 | 489 | 481
2018-10-17 15:30 | 408 | 396
2018-10-17 16:00 | 418 | 407
2018-10-17 16:30 | 436 | 427
2018-10-17 17:00 | 497 | 491
2018-10-17 17:30 | 542 | 537
2018-10-17 18:00 | 514 | 508
2018-10-17 18:30 | 560 | 555
2018-10-17 19:00 | 582 | 579
2018-10-17 19:30 | 577 | 573
2018-10-17 20:00 | 540 | 534
2018-10-17 20:30 | 566 | 561
2018-10-17 21:00 | 512 | 506
2018-10-17 21:30 | 461 | 450
2018-10-17 22:00 | 413 | 401
2018-10-17 22:30 | 408 | 393
2018-10-17 23:00 | 408 | 392
2018-10-17 23:30 | 368 | 342
2018-10-18 | 348 | 314
2018-10-18 00:30 | 325 | 280
2018-10-18 01:00 | 293 | 237
2018-10-18 01:30 | 309 | 247
2018-10-18 02:00 | 354 | 295
2018-10-18 02:30 | 492 | 448
2018-10-18 03:00 | 520 | 479
2018-10-18 03:30 | 523 | 483
2018-10-18 04:00 | 531 | 493
2018-10-18 04:30 | 522 | 484
2018-10-18 05:00 | 463 | 417
2018-10-18 05:30 | 301 | 220
2018-10-18 06:00 | 271 | 203
2018-10-18 06:30 | 307 | 261
2018-10-18 07:00 | 317 | 282
2018-10-18 07:30 | 355 | 328
2018-10-18 08:00 | 355 | 328
2018-10-18 08:30 | 350 | 326
2018-10-18 09:00 | 353 | 333
2018-10-18 09:30 | 327 | 304
2018-10-18 10:00 | 292 | 265
2018-10-18 10:30 | 285 | 262
2018-10-18 11:00 | 259 | 239
2018-10-18 11:30 | 239 | 217
2018-10-18 12:00 | 452 | 446
2018-10-18 12:30 | 539 | 535
2018-10-18 13:00 | 338 | 326
2018-10-18 13:30 | 438 | 431
2018-10-18 14:00 | 543 | 536
2018-10-18 14:30 | 562 | 556
2018-10-18 15:00 | 574 | 568
2018-10-18 15:30 | 569 | 562
2018-10-18 16:00 | 575 | 569
2018-10-18 16:30 | 587 | 580
2018-10-18 17:00 | 559 | 551
2018-10-18 17:30 | 550 | 541
2018-10-18 18:00 | 681 | 677
2018-10-18 18:30 | 693 | 691
2018-10-18 19:00 | 693 | 691
2018-10-18 19:30 | 689 | 685
2018-10-18 20:00 | 528 | 519
2018-10-18 20:30 | 477 | 466
2018-10-18 21:00 | 474 | 464
2018-10-18 21:30 | 429 | 417
2018-10-18 22:00 | 399 | 385
2018-10-18 22:30 | 394 | 374
2018-10-18 23:00 | 408 | 384
2018-10-18 23:30 | 361 | 332
2018-10-19 | 346 | 314
2018-10-19 00:30 | 308 | 268
2018-10-19 01:00 | 291 | 222
2018-10-19 01:30 | 303 | 225
2018-10-19 02:00 | 308 | 215
2018-10-19 02:30 | 313 | 224
2018-10-19 03:00 | 305 | 217
2018-10-19 03:30 | 313 | 229
2018-10-19 04:00 | 302 | 213
2018-10-19 04:30 | 314 | 233
2018-10-19 05:00 | 315 | 236
2018-10-19 05:30 | 297 | 212
2018-10-19 06:00 | 268 | 212
2018-10-19 06:30 | 310 | 270
2018-10-19 07:00 | 313 | 280
2018-10-19 07:30 | 318 | 298
2018-10-19 08:00 | 351 | 342
2018-10-19 08:30 | 331 | 321
2018-10-19 09:00 | 310 | 299
2018-10-19 09:30 | 258 | 242
2018-10-19 10:00 | 225 | 206
2018-10-19 10:30 | 315 | 304
2018-10-19 11:00 | 329 | 318
2018-10-19 11:30 | 322 | 312
2018-10-19 12:00 | 250 | 234
2018-10-19 12:30 | 206 | 183
2018-10-19 13:00 | 238 | 221
2018-10-19 13:30 | 250 | 235
2018-10-19 14:00 | 250 | 236
2018-10-19 14:30 | 267 | 256
2018-10-19 15:00 | 241 | 223
2018-10-19 15:30 | 241 | 221
2018-10-19 16:00 | 289 | 275
2018-10-19 16:30 | 467 | 460
2018-10-19 17:00 | 430 | 422
2018-10-19 17:30 | 402 | 392
2018-10-19 18:00 | 343 | 330
2018-10-19 18:30 | 419 | 410
2018-10-19 19:00 | 442 | 434
2018-10-19 19:30 | 429 | 421
2018-10-19 20:00 | 429 | 421
2018-10-19 20:30 | 417 | 409
2018-10-19 21:00 | 386 | 378
2018-10-19 21:30 | 338 | 315
2018-10-19 22:00 | 316 | 288
2018-10-19 22:30 | 336 | 308
2018-10-19 23:00 | 366 | 332
2018-10-19 23:30 | 323 | 282
2018-10-20 | 284 | 234
2018-10-20 00:30 | 326 | 282
2018-10-20 01:00 | 357 | 315
2018-10-20 01:30 | 384 | 346
2018-10-20 02:00 | 398 | 360
2018-10-20 02:30 | 405 | 367
2018-10-20 03:00 | 403 | 364
2018-10-20 03:30 | 416 | 377
2018-10-20 04:00 | 430 | 392
2018-10-20 04:30 | 403 | 363
2018-10-20 05:00 | 384 | 342
2018-10-20 05:30 | 388 | 346
2018-10-20 06:00 | 298 | 237
2018-10-20 06:30 | 226 | 130
2018-10-20 07:00 | 180 | 12
2018-10-20 07:30 | 173 | 45
2018-10-20 08:00 | 155 | 43
2018-10-20 08:30 | 136 | 6
2018-10-20 09:00 | 133 | 36
2018-10-20 09:30 | 131 | 27
2018-10-20 10:00 | 143 | 30
2018-10-20 10:30 | 155 | 55
2018-10-20 11:00 | 152 | 60
2018-10-20 11:30 | 130 | 11
2018-10-20 12:00 | 132 | 60
2018-10-20 12:30 | 134 | 65
2018-10-20 13:00 | 148 | 90
2018-10-20 13:30 | 172 | 129
2018-10-20 14:00 | 222 | 190
2018-10-20 14:30 | 236 | 207
2018-10-20 15:00 | 255 | 227
2018-10-20 15:30 | 258 | 231
2018-10-20 16:00 | 254 | 227
2018-10-20 16:30 | 279 | 255
2018-10-20 17:00 | 293 | 271
2018-10-20 17:30 | 327 | 308
2018-10-20 18:00 | 419 | 405
2018-10-20 18:30 | 432 | 421
2018-10-20 19:00 | 465 | 456
2018-10-20 19:30 | 469 | 460
2018-10-20 20:00 | 410 | 399
2018-10-20 20:30 | 416 | 404
2018-10-20 21:00 | 378 | 365
2018-10-20 21:30 | 289 | 255
2018-10-20 22:00 | 339 | 305
2018-10-20 22:30 | 277 | 234
2018-10-20 23:00 | 261 | 215
2018-10-20 23:30 | 266 | 217
2018-10-21 | 279 | 224
2018-10-21 00:30 | 297 | 242
2018-10-21 01:00 | 287 | 230
2018-10-21 01:30 | 275 | 221
2018-10-21 02:00 | 272 | 215
2018-10-21 02:30 | 301 | 249
2018-10-21 03:00 | 274 | 215
2018-10-21 03:30 | 279 | 222
2018-10-21 04:00 | 274 | 215
2018-10-21 04:30 | 282 | 226
2018-10-21 05:00 | 272 | 213
2018-10-21 05:30 | 234 | 161
2018-10-21 06:00 | 220 | 138
2018-10-21 06:30 | 232 | 158
2018-10-21 07:00 | 209 | 119
2018-10-21 07:30 | 200 | 105
2018-10-21 08:00 | 196 | 103
2018-10-21 08:30 | 187 | 92
2018-10-21 09:00 | 219 | 154
2018-10-21 09:30 | 278 | 234
2018-10-21 10:00 | 295 | 253
2018-10-21 10:30 | 284 | 243
2018-10-21 11:00 | 311 | 273
2018-10-21 11:30 | 323 | 289
2018-10-21 12:00 | 333 | 301
2018-10-21 12:30 | 328 | 296
2018-10-21 13:00 | 322 | 290
2018-10-21 13:30 | 317 | 284
2018-10-21 14:00 | 366 | 342
2018-10-21 14:30 | 342 | 318
2018-10-21 15:00 | 314 | 286
2018-10-21 15:30 | 310 | 280
2018-10-21 16:00 | 243 | 203
2018-10-21 16:30 | 288 | 254
2018-10-21 17:00 | 275 | 240
2018-10-21 17:30 | 247 | 209
2018-10-21 18:00 | 277 | 246
2018-10-21 18:30 | 355 | 333
2018-10-21 19:00 | 348 | 333
2018-10-21 19:30 | 308 | 293
2018-10-21 20:00 | 241 | 221
2018-10-21 20:30 | 308 | 292
2018-10-21 21:00 | 305 | 278
2018-10-21 21:30 | 299 | 261
2018-10-21 22:00 | 316 | 280
2018-10-21 22:30 | 368 | 338
2018-10-21 23:00 | 414 | 386
2018-10-21 23:30 | 378 | 347
2018-10-22 | 288 | 245
2018-10-22 00:30 | 260 | 209
2018-10-22 01:00 | 196 | 117
2018-10-22 01:30 | 203 | 124
2018-10-22 02:00 | 219 | 145
2018-10-22 02:30 | 237 | 171
2018-10-22 03:00 | 340 | 295
2018-10-22 03:30 | 436 | 400
2018-10-22 04:00 | 436 | 400
2018-10-22 04:30 | 430 | 394
2018-10-22 05:00 | 388 | 349
2018-10-22 05:30 | 419 | 384
2018-10-22 06:00 | 430 | 402
2018-10-22 06:30 | 336 | 315
2018-10-22 07:00 | 264 | 238
2018-10-22 07:30 | 300 | 278
2018-10-22 08:00 | 349 | 332
2018-10-22 08:30 | 373 | 359
2018-10-22 09:00 | 379 | 365
2018-10-22 09:30 | 350 | 334
2018-10-22 10:00 | 284 | 265
2018-10-22 10:30 | 271 | 255
2018-10-22 11:00 | 258 | 241
2018-10-22 11:30 | 357 | 346
2018-10-22 12:00 | 372 | 362
2018-10-22 12:30 | 405 | 396
2018-10-22 13:00 | 406 | 397
2018-10-22 13:30 | 435 | 427
2018-10-22 14:00 | 398 | 388
2018-10-22 14:30 | 450 | 442
2018-10-22 15:00 | 497 | 489
2018-10-22 15:30 | 504 | 496
2018-10-22 16:00 | 518 | 511
2018-10-22 16:30 | 518 | 511
2018-10-22 17:00 | 513 | 507
2018-10-22 17:30 | 598 | 592
2018-10-22 18:00 | 615 | 609
2018-10-22 18:30 | 592 | 586
2018-10-22 19:00 | 634 | 628
2018-10-22 19:30 | 550 | 543
2018-10-22 20:00 | 523 | 516
2018-10-22 20:30 | 484 | 476
2018-10-22 21:00 | 439 | 428
2018-10-22 21:30 | 415 | 395
2018-10-22 22:00 | 413 | 387
2018-10-22 22:30 | 443 | 418
2018-10-22 23:00 | 425 | 397
2018-10-22 23:30 | 426 | 398
2018-10-23 | 397 | 366
2018-10-23 00:30 | 346 | 310
2018-10-23 01:00 | 293 | 250
2018-10-23 01:30 | 283 | 237
2018-10-23 02:00 | 274 | 225
2018-10-23 02:30 | 295 | 249
2018-10-23 03:00 | 275 | 224
2018-10-23 03:30 | 303 | 257
2018-10-23 04:00 | 303 | 258
2018-10-23 04:30 | 369 | 333
2018-10-23 05:00 | 455 | 425
2018-10-23 05:30 | 423 | 392
2018-10-23 06:00 | 355 | 321
2018-10-23 06:30 | 312 | 284
2018-10-23 07:00 | 255 | 234
2018-10-23 07:30 | 289 | 277
2018-10-23 08:00 | 383 | 375
2018-10-23 08:30 | 379 | 371
2018-10-23 09:00 | 391 | 383
2018-10-23 09:30 | 351 | 342
2018-10-23 10:00 | 323 | 313
2018-10-23 10:30 | 348 | 339
2018-10-23 11:00 | 386 | 378
2018-10-23 11:30 | 348 | 340
2018-10-23 12:00 | 384 | 376
2018-10-23 12:30 | 371 | 364
2018-10-23 13:00 | 359 | 352
2018-10-23 13:30 | 384 | 377
2018-10-23 14:00 | 420 | 414
2018-10-23 14:30 | 481 | 476
2018-10-23 15:00 | 517 | 512
2018-10-23 15:30 | 462 | 456
2018-10-23 16:00 | 434 | 428
2018-10-23 16:30 | 470 | 465
2018-10-23 17:00 | 489 | 484
2018-10-23 17:30 | 533 | 527
2018-10-23 18:00 | 522 | 516
2018-10-23 18:30 | 560 | 554
2018-10-23 19:00 | 563 | 558
2018-10-23 19:30 | 380 | 371
2018-10-23 20:00 | 443 | 435
2018-10-23 20:30 | 446 | 438
2018-10-23 21:00 | 435 | 427
2018-10-23 21:30 | 352 | 337
2018-10-23 22:00 | 349 | 323
2018-10-23 22:30 | 378 | 352
2018-10-23 23:00 | 355 | 327
2018-10-23 23:30 | 365 | 335
2018-10-24 | 352 | 319
2018-10-24 00:30 | 252 | 204
2018-10-24 01:00 | 241 | 187
2018-10-24 01:30 | 258 | 206
2018-10-24 02:00 | 237 | 178
2018-10-24 02:30 | 230 | 167
2018-10-24 03:00 | 235 | 173
2018-10-24 03:30 | 250 | 193
2018-10-24 04:00 | 246 | 187
2018-10-24 04:30 | 280 | 232
2018-10-24 05:00 | 271 | 224
2018-10-24 05:30 | 268 | 222
2018-10-24 06:00 | 156 | 17
2018-10-24 06:30 | 115 | 8
2018-10-24 07:00 | 97 | 1
2018-10-24 07:30 | 101 | 69
2018-10-24 08:00 | 151 | 137
2018-10-24 08:30 | 164 | 151
2018-10-24 09:00 | 136 | 120
2018-10-24 09:30 | 136 | 120
2018-10-24 10:00 | 128 | 111
2018-10-24 10:30 | 126 | 110
2018-10-24 11:00 | 149 | 136
2018-10-24 11:30 | 174 | 165
2018-10-24 12:00 | 211 | 206
2018-10-24 12:30 | 252 | 248
2018-10-24 13:00 | 281 | 278
2018-10-24 13:30 | 305 | 303
2018-10-24 14:00 | 312 | 310
2018-10-24 14:30 | 365 | 363
2018-10-24 15:00 | 389 | 387
2018-10-24 15:30 | 423 | 421
2018-10-24 16:00 | 529 | 527
2018-10-24 16:30 | 584 | 581
2018-10-24 17:00 | 580 | 577
2018-10-24 17:30 | 565 | 561
2018-10-24 18:00 | 515 | 510
2018-10-24 18:30 | 525 | 521
2018-10-24 19:00 | 529 | 525
2018-10-24 19:30 | 585 | 583
2018-10-24 20:00 | 666 | 662
2018-10-24 20:30 | 607 | 599
2018-10-24 21:00 | 542 | 533
2018-10-24 21:30 | 516 | 503
2018-10-24 22:00 | 474 | 458
2018-10-24 22:30 | 477 | 460
2018-10-24 23:00 | 461 | 442
2018-10-24 23:30 | 398 | 372
2018-10-25 | 311 | 274
2018-10-25 00:30 | 204 | 134
2018-10-25 01:00 | 232 | 171
2018-10-25 01:30 | 251 | 194
2018-10-25 02:00 | 228 | 161
2018-10-25 02:30 | 204 | 121
2018-10-25 03:00 | 191 | 90
2018-10-25 03:30 | 192 | 91
2018-10-25 04:00 | 182 | 65
2018-10-25 04:30 | 175 | 20
2018-10-25 05:00 | 178 | 63
2018-10-25 05:30 | 171 | 6
2018-10-25 06:00 | 182 | 58
2018-10-25 06:30 | 159 | 40
2018-10-25 07:00 | 145 | 74
2018-10-25 07:30 | 139 | 99
2018-10-25 08:00 | 139 | 100
2018-10-25 08:30 | 193 | 171
2018-10-25 09:00 | 233 | 216
2018-10-25 09:30 | 187 | 172
2018-10-25 10:00 | 136 | 114
2018-10-25 10:30 | 95 | 69
2018-10-25 11:00 | 125 | 110
2018-10-25 11:30 | 104 | 84
2018-10-25 12:00 | 86 | 59
2018-10-25 12:30 | 164 | 152
2018-10-25 13:00 | 180 | 170
2018-10-25 13:30 | 118 | 103
2018-10-25 14:00 | 192 | 184
2018-10-25 14:30 | 227 | 220
2018-10-25 15:00 | 266 | 261
2018-10-25 15:30 | 341 | 338
2018-10-25 16:00 | 378 | 376
2018-10-25 16:30 | 459 | 457
2018-10-25 17:00 | 550 | 549
2018-10-25 17:30 | 542 | 541
2018-10-25 18:00 | 560 | 558
2018-10-25 18:30 | 577 | 576
2018-10-25 19:00 | 616 | 615
2018-10-25 19:30 | 500 | 497
2018-10-25 20:00 | 444 | 440
2018-10-25 20:30 | 366 | 358
2018-10-25 21:00 | 338 | 329
2018-10-25 21:30 | 337 | 318
2018-10-25 22:00 | 274 | 246
2018-10-25 22:30 | 279 | 250
2018-10-25 23:00 | 262 | 230
2018-10-25 23:30 | 234 | 187
2018-10-26 | 243 | 192
2018-10-26 00:30 | 264 | 211
2018-10-26 01:00 | 284 | 220
2018-10-26 01:30 | 326 | 265
2018-10-26 02:00 | 314 | 248
2018-10-26 02:30 | 290 | 214
2018-10-26 03:00 | 318 | 251
2018-10-26 03:30 | 339 | 277
2018-10-26 04:00 | 316 | 248
2018-10-26 04:30 | 315 | 248
2018-10-26 05:00 | 295 | 222
2018-10-26 05:30 | 257 | 169
2018-10-26 06:00 | 203 | 52
2018-10-26 06:30 | 225 | 72
2018-10-26 07:00 | 203 | 105
2018-10-26 07:30 | 192 | 140
2018-10-26 08:00 | 211 | 171
2018-10-26 08:30 | 215 | 178
2018-10-26 09:00 | 217 | 187
2018-10-26 09:30 | 214 | 190
2018-10-26 10:00 | 195 | 166
2018-10-26 10:30 | 247 | 225
2018-10-26 11:00 | 355 | 341
2018-10-26 11:30 | 355 | 343
2018-10-26 12:00 | 376 | 364
2018-10-26 12:30 | 427 | 418
2018-10-26 13:00 | 458 | 450
2018-10-26 13:30 | 457 | 450
2018-10-26 14:00 | 521 | 515
2018-10-26 14:30 | 571 | 567
2018-10-26 15:00 | 620 | 615
2018-10-26 15:30 | 662 | 657
2018-10-26 16:00 | 728 | 724
2018-10-26 16:30 | 706 | 701
2018-10-26 17:00 | 693 | 687
2018-10-26 17:30 | 652 | 644
2018-10-26 18:00 | 621 | 614
2018-10-26 18:30 | 618 | 611
2018-10-26 19:00 | 648 | 643
2018-10-26 19:30 | 631 | 625
2018-10-26 20:00 | 679 | 675
2018-10-26 20:30 | 623 | 617
2018-10-26 21:00 | 578 | 571
2018-10-26 21:30 | 525 | 509
2018-10-26 22:00 | 472 | 451
2018-10-26 22:30 | 486 | 465
2018-10-26 23:00 | 494 | 471
2018-10-26 23:30 | 450 | 420
2018-10-27 | 491 | 463
2018-10-27 00:30 | 502 | 465
2018-10-27 01:00 | 506 | 465
2018-10-27 01:30 | 468 | 423
2018-10-27 02:00 | 455 | 407
2018-10-27 02:30 | 435 | 383
2018-10-27 03:00 | 423 | 369
2018-10-27 03:30 | 443 | 391
2018-10-27 04:00 | 443 | 393
2018-10-27 04:30 | 430 | 377
2018-10-27 05:00 | 424 | 370
2018-10-27 05:30 | 395 | 334
2018-10-27 06:00 | 380 | 334
2018-10-27 06:30 | 381 | 344
2018-10-27 07:00 | 343 | 302
2018-10-27 07:30 | 318 | 276
2018-10-27 08:00 | 314 | 280
2018-10-27 08:30 | 332 | 311
2018-10-27 09:00 | 339 | 321
2018-10-27 09:30 | 328 | 309
2018-10-27 10:00 | 309 | 289
2018-10-27 10:30 | 298 | 276
2018-10-27 11:00 | 328 | 308
2018-10-27 11:30 | 413 | 400
2018-10-27 12:00 | 426 | 414
2018-10-27 12:30 | 450 | 438
2018-10-27 13:00 | 427 | 415
2018-10-27 13:30 | 455 | 445
2018-10-27 14:00 | 479 | 469
2018-10-27 14:30 | 479 | 470
2018-10-27 15:00 | 507 | 499
2018-10-27 15:30 | 464 | 454
2018-10-27 16:00 | 460 | 450
2018-10-27 16:30 | 479 | 470
2018-10-27 17:00 | 481 | 472
2018-10-27 17:30 | 471 | 461
2018-10-27 18:00 | 504 | 495
2018-10-27 18:30 | 530 | 522
2018-10-27 19:00 | 560 | 553
2018-10-27 19:30 | 505 | 495
2018-10-27 20:00 | 486 | 474
2018-10-27 20:30 | 467 | 455
2018-10-27 21:00 | 422 | 408
2018-10-27 21:30 | 412 | 390
2018-10-27 22:00 | 413 | 385
2018-10-27 22:30 | 424 | 397
2018-10-27 23:00 | 434 | 408
2018-10-27 23:30 | 468 | 442
2018-10-28 | 491 | 452
2018-10-28 00:30 | 461 | 417
2018-10-28 01:00 | 448 | 399
2018-10-28 01:30 | 415 | 360
2018-10-28 02:00 | 425 | 370
2018-10-28 02:30 | 413 | 355
2018-10-28 03:00 | 397 | 336
2018-10-28 03:30 | 397 | 336
2018-10-28 04:00 | 372 | 305
2018-10-28 04:30 | 393 | 332
2018-10-28 05:00 | 385 | 321
2018-10-28 05:30 | 348 | 272
2018-10-28 06:00 | 361 | 290
2018-10-28 06:30 | 320 | 235
2018-10-28 07:00 | 306 | 217
2018-10-28 07:30 | 306 | 224
2018-10-28 08:00 | 269 | 192
2018-10-28 08:30 | 276 | 218
2018-10-28 09:00 | 309 | 272
2018-10-28 09:30 | 274 | 234
2018-10-28 10:00 | 312 | 279
2018-10-28 10:30 | 263 | 215
2018-10-28 11:00 | 186 | 106
2018-10-28 11:30 | 154 | 108
2018-10-28 12:00 | 178 | 145
2018-10-28 12:30 | 174 | 141
2018-10-28 13:00 | 202 | 175
2018-10-28 13:30 | 216 | 193
2018-10-28 14:00 | 253 | 235
2018-10-28 14:30 | 339 | 327
2018-10-28 15:00 | 352 | 341
2018-10-28 15:30 | 347 | 335
2018-10-28 16:00 | 351 | 339
2018-10-28 16:30 | 348 | 337
2018-10-28 17:00 | 408 | 400
2018-10-28 17:30 | 424 | 417
2018-10-28 18:00 | 460 | 453
2018-10-28 18:30 | 508 | 503
2018-10-28 19:00 | 534 | 529
2018-10-28 19:30 | 485 | 479
2018-10-28 20:00 | 467 | 459
2018-10-28 20:30 | 466 | 456
2018-10-28 21:00 | 500 | 487
2018-10-28 21:30 | 487 | 472
2018-10-28 22:00 | 440 | 414
2018-10-28 22:30 | 440 | 410
2018-10-28 23:00 | 479 | 452
2018-10-28 23:30 | 420 | 388
2018-10-29 | 369 | 332
2018-10-29 00:30 | 344 | 302
2018-10-29 01:00 | 319 | 272
2018-10-29 01:30 | 324 | 277
2018-10-29 02:00 | 313 | 264
2018-10-29 02:30 | 297 | 244
2018-10-29 03:00 | 348 | 303
2018-10-29 03:30 | 385 | 345
2018-10-29 04:00 | 383 | 342
2018-10-29 04:30 | 401 | 363
2018-10-29 05:00 | 387 | 348
2018-10-29 05:30 | 309 | 261
2018-10-29 06:00 | 327 | 286
2018-10-29 06:30 | 361 | 330
2018-10-29 07:00 | 360 | 338
2018-10-29 07:30 | 419 | 410
2018-10-29 08:00 | 454 | 446
2018-10-29 08:30 | 437 | 428
2018-10-29 09:00 | 419 | 411
2018-10-29 09:30 | 428 | 422
2018-10-29 10:00 | 391 | 383
2018-10-29 10:30 | 364 | 354
2018-10-29 11:00 | 408 | 401
2018-10-29 11:30 | 423 | 416
2018-10-29 12:00 | 442 | 436
2018-10-29 12:30 | 471 | 466
2018-10-29 13:00 | 499 | 494
2018-10-29 13:30 | 491 | 486
2018-10-29 14:00 | 502 | 496
2018-10-29 14:30 | 519 | 513
2018-10-29 15:00 | 482 | 475
2018-10-29 15:30 | 470 | 462
2018-10-29 16:00 | 484 | 477
2018-10-29 16:30 | 471 | 463
2018-10-29 17:00 | 525 | 519
2018-10-29 17:30 | 513 | 506
2018-10-29 18:00 | 513 | 506
2018-10-29 18:30 | 527 | 521
2018-10-29 19:00 | 531 | 526
2018-10-29 19:30 | 522 | 516
2018-10-29 20:00 | 545 | 540
2018-10-29 20:30 | 583 | 577
2018-10-29 21:00 | 607 | 602
2018-10-29 21:30 | 587 | 577
2018-10-29 22:00 | 555 | 536
2018-10-29 22:30 | 534 | 512
2018-10-29 23:00 | 577 | 556
2018-10-29 23:30 | 514 | 488
2018-10-30 | 465 | 435
2018-10-30 00:30 | 476 | 446
2018-10-30 01:00 | 462 | 431
2018-10-30 01:30 | 456 | 424
2018-10-30 02:00 | 433 | 398
2018-10-30 02:30 | 414 | 377
2018-10-30 03:00 | 395 | 356
2018-10-30 03:30 | 406 | 368
2018-10-30 04:00 | 419 | 382
2018-10-30 04:30 | 459 | 426
2018-10-30 05:00 | 483 | 453
2018-10-30 05:30 | 471 | 440
2018-10-30 06:00 | 397 | 363
2018-10-30 06:30 | 357 | 328
2018-10-30 07:00 | 328 | 305
2018-10-30 07:30 | 319 | 306
2018-10-30 08:00 | 337 | 326
2018-10-30 08:30 | 393 | 384
2018-10-30 09:00 | 437 | 430
2018-10-30 09:30 | 418 | 411
2018-10-30 10:00 | 424 | 416
2018-10-30 10:30 | 389 | 380
2018-10-30 11:00 | 387 | 379
2018-10-30 11:30 | 384 | 375
2018-10-30 12:00 | 389 | 380
2018-10-30 12:30 | 409 | 401
2018-10-30 13:00 | 404 | 396
2018-10-30 13:30 | 384 | 375
2018-10-30 14:00 | 416 | 408
2018-10-30 14:30 | 399 | 390
2018-10-30 15:00 | 311 | 299
2018-10-30 15:30 | 313 | 300
2018-10-30 16:00 | 406 | 397
2018-10-30 16:30 | 388 | 378
2018-10-30 17:00 | 437 | 429
2018-10-30 17:30 | 454 | 446
2018-10-30 18:00 | 463 | 454
2018-10-30 18:30 | 510 | 503
2018-10-30 19:00 | 525 | 521
2018-10-30 19:30 | 505 | 501
2018-10-30 20:00 | 486 | 481
2018-10-30 20:30 | 520 | 515
2018-10-30 21:00 | 472 | 466
2018-10-30 21:30 | 438 | 422
2018-10-30 22:00 | 393 | 369
2018-10-30 22:30 | 396 | 372
2018-10-30 23:00 | 417 | 393
2018-10-30 23:30 | 373 | 344
2018-10-31 | 344 | 311
2018-10-31 00:30 | 388 | 357
2018-10-31 01:00 | 393 | 362
2018-10-31 01:30 | 389 | 356
2018-10-31 02:00 | 372 | 337
2018-10-31 02:30 | 335 | 295
2018-10-31 03:00 | 324 | 283
2018-10-31 03:30 | 325 | 284
2018-10-31 04:00 | 309 | 265
2018-10-31 04:30 | 323 | 282
2018-10-31 05:00 | 347 | 310
2018-10-31 05:30 | 313 | 272
2018-10-31 06:00 | 289 | 247
2018-10-31 06:30 | 276 | 247
2018-10-31 07:00 | 327 | 308
2018-10-31 07:30 | 385 | 373
2018-10-31 08:00 | 311 | 299
2018-10-31 08:30 | 273 | 261
2018-10-31 09:00 | 228 | 215
2018-10-31 09:30 | 227 | 214
2018-10-31 10:00 | 178 | 160
2018-10-31 10:30 | 145 | 121
2018-10-31 11:00 | 111 | 71
2018-10-31 11:30 | 130 | 103
2018-10-31 12:00 | 127 | 105
2018-10-31 12:30 | 157 | 139
2018-10-31 13:00 | 216 | 206
2018-10-31 13:30 | 203 | 192
2018-10-31 14:00 | 216 | 205
2018-10-31 14:30 | 259 | 252
2018-10-31 15:00 | 291 | 285
2018-10-31 15:30 | 303 | 295
2018-10-31 16:00 | 390 | 385
2018-10-31 16:30 | 463 | 460
2018-10-31 17:00 | 478 | 474
2018-10-31 17:30 | 514 | 511
2018-10-31 18:00 | 519 | 515
2018-10-31 18:30 | 545 | 542
2018-10-31 19:00 | 609 | 607
2018-10-31 19:30 | 572 | 569
2018-10-31 20:00 | 578 | 575
2018-10-31 20:30 | 557 | 554
2018-10-31 21:00 | 604 | 601
2018-10-31 21:30 | 591 | 583
2018-10-31 22:00 | 569 | 554
2018-10-31 22:30 | 589 | 574
2018-10-31 23:00 | 581 | 564
2018-10-31 23:30 | 545 | 527
2018-11-01 | 542 | 522
2018-11-01 00:30 | 523 | 500
2018-11-01 01:00 | 490 | 465
2018-11-01 01:30 | 450 | 422
2018-11-01 02:00 | 422 | 390
2018-11-01 02:30 | 421 | 390
2018-11-01 03:00 | 402 | 369
2018-11-01 03:30 | 439 | 409
2018-11-01 04:00 | 448 | 419
2018-11-01 04:30 | 397 | 365
2018-11-01 05:00 | 412 | 381
2018-11-01 05:30 | 422 | 397
2018-11-01 06:00 | 345 | 317
2018-11-01 06:30 | 352 | 328
2018-11-01 07:00 | 313 | 297
2018-11-01 07:30 | 352 | 340
2018-11-01 08:00 | 350 | 338
2018-11-01 08:30 | 326 | 313
2018-11-01 09:00 | 302 | 287
2018-11-01 09:30 | 343 | 331
2018-11-01 10:00 | 304 | 291
2018-11-01 10:30 | 364 | 353
2018-11-01 11:00 | 359 | 349
2018-11-01 11:30 | 292 | 278
2018-11-01 12:00 | 271 | 255
2018-11-01 12:30 | 286 | 272
2018-11-01 13:00 | 237 | 219
2018-11-01 13:30 | 221 | 204
2018-11-01 14:00 | 244 | 230
2018-11-01 14:30 | 306 | 294
2018-11-01 15:00 | 332 | 321
2018-11-01 15:30 | 303 | 290
2018-11-01 16:00 | 360 | 352
2018-11-01 16:30 | 394 | 387
2018-11-01 17:00 | 426 | 419
2018-11-01 17:30 | 432 | 425
2018-11-01 18:00 | 425 | 417
2018-11-01 18:30 | 461 | 454
2018-11-01 19:00 | 504 | 499
2018-11-01 19:30 | 445 | 437
2018-11-01 20:00 | 424 | 414
2018-11-01 20:30 | 473 | 466
2018-11-01 21:00 | 486 | 479
2018-11-01 21:30 | 506 | 497
2018-11-01 22:00 | 471 | 455
2018-11-01 22:30 | 508 | 491
2018-11-01 23:00 | 579 | 564
2018-11-01 23:30 | 517 | 499
2018-11-02 | 490 | 470
2018-11-02 00:30 | 434 | 409
2018-11-02 01:00 | 392 | 364
2018-11-02 01:30 | 376 | 344
2018-11-02 02:00 | 398 | 368
2018-11-02 02:30 | 462 | 436
2018-11-02 03:00 | 448 | 421
2018-11-02 03:30 | 446 | 418
2018-11-02 04:00 | 459 | 432
2018-11-02 04:30 | 444 | 418
2018-11-02 05:00 | 386 | 355
2018-11-02 05:30 | 373 | 341
2018-11-02 06:00 | 325 | 290
2018-11-02 06:30 | 341 | 316
2018-11-02 07:00 | 292 | 277
2018-11-02 07:30 | 248 | 235
2018-11-02 08:00 | 226 | 213
2018-11-02 08:30 | 218 | 207
2018-11-02 09:00 | 265 | 256
2018-11-02 09:30 | 233 | 222
2018-11-02 10:00 | 178 | 161
2018-11-02 10:30 | 140 | 117
2018-11-02 11:00 | 131 | 108
2018-11-02 11:30 | 130 | 108
2018-11-02 12:00 | 142 | 121
2018-11-02 12:30 | 132 | 109
2018-11-02 13:00 | 133 | 109
2018-11-02 13:30 | 128 | 97
2018-11-02 14:00 | 176 | 158
2018-11-02 14:30 | 193 | 178
2018-11-02 15:00 | 154 | 130
2018-11-02 15:30 | 181 | 163
2018-11-02 16:00 | 254 | 243
2018-11-02 16:30 | 311 | 304
2018-11-02 17:00 | 358 | 351
2018-11-02 17:30 | 415 | 410
2018-11-02 18:00 | 442 | 437
2018-11-02 18:30 | 518 | 514
2018-11-02 19:00 | 528 | 525
2018-11-02 19:30 | 516 | 512
2018-11-02 20:00 | 547 | 544
2018-11-02 20:30 | 575 | 572
2018-11-02 21:00 | 572 | 568
2018-11-02 21:30 | 567 | 557
2018-11-02 22:00 | 598 | 581
2018-11-02 22:30 | 619 | 603
2018-11-02 23:00 | 659 | 642
2018-11-02 23:30 | 588 | 569
2018-11-03 | 513 | 490
2018-11-03 00:30 | 544 | 520
2018-11-03 01:00 | 500 | 473
2018-11-03 01:30 | 470 | 440
2018-11-03 02:00 | 466 | 434
2018-11-03 02:30 | 490 | 459
2018-11-03 03:00 | 509 | 479
2018-11-03 03:30 | 495 | 464
2018-11-03 04:00 | 508 | 478
2018-11-03 04:30 | 494 | 464
2018-11-03 05:00 | 495 | 465
2018-11-03 05:30 | 505 | 476
2018-11-03 06:00 | 507 | 477
2018-11-03 06:30 | 473 | 442
2018-11-03 07:00 | 422 | 389
2018-11-03 07:30 | 402 | 369
2018-11-03 08:00 | 383 | 348
2018-11-03 08:30 | 352 | 316
2018-11-03 09:00 | 344 | 307
2018-11-03 09:30 | 332 | 300
2018-11-03 10:00 | 307 | 273
2018-11-03 10:30 | 314 | 281
2018-11-03 11:00 | 362 | 334
2018-11-03 11:30 | 373 | 347
2018-11-03 12:00 | 368 | 341
2018-11-03 12:30 | 385 | 360
2018-11-03 13:00 | 384 | 359
2018-11-03 13:30 | 422 | 400
2018-11-03 14:00 | 445 | 426
2018-11-03 14:30 | 483 | 472
2018-11-03 15:00 | 520 | 512
2018-11-03 15:30 | 477 | 469
2018-11-03 16:00 | 491 | 482
2018-11-03 16:30 | 516 | 508
2018-11-03 17:00 | 564 | 557
2018-11-03 17:30 | 598 | 593
2018-11-03 18:00 | 572 | 566
2018-11-03 18:30 | 569 | 564
2018-11-03 19:00 | 614 | 610
2018-11-03 19:30 | 599 | 595
2018-11-03 20:00 | 579 | 574
2018-11-03 20:30 | 528 | 521
2018-11-03 21:00 | 554 | 547
2018-11-03 21:30 | 582 | 570
2018-11-03 22:00 | 565 | 549
2018-11-03 22:30 | 571 | 554
2018-11-03 23:00 | 567 | 549
2018-11-03 23:30 | 563 | 543
2018-11-04 | 547 | 527
2018-11-04 00:30 | 515 | 493
2018-11-04 01:00 | 495 | 472
2018-11-04 01:30 | 443 | 416
2018-11-04 02:00 | 396 | 365
2018-11-04 02:30 | 367 | 333
2018-11-04 03:00 | 400 | 369
2018-11-04 03:30 | 391 | 358
2018-11-04 04:00 | 356 | 318
2018-11-04 04:30 | 434 | 405
2018-11-04 05:00 | 446 | 416
2018-11-04 05:30 | 471 | 442
2018-11-04 06:00 | 477 | 450
2018-11-04 06:30 | 428 | 399
2018-11-04 07:00 | 394 | 364
2018-11-04 07:30 | 399 | 371
2018-11-04 08:00 | 377 | 349
2018-11-04 08:30 | 383 | 356
2018-11-04 09:00 | 428 | 406
2018-11-04 09:30 | 442 | 427
2018-11-04 10:00 | 474 | 464
2018-11-04 10:30 | 473 | 463
2018-11-04 11:00 | 432 | 421
2018-11-04 11:30 | 463 | 453
2018-11-04 12:00 | 478 | 470
2018-11-04 12:30 | 473 | 464
2018-11-04 13:00 | 503 | 496
2018-11-04 13:30 | 531 | 524
2018-11-04 14:00 | 542 | 536
2018-11-04 14:30 | 610 | 604
2018-11-04 15:00 | 612 | 607
2018-11-04 15:30 | 654 | 649
2018-11-04 16:00 | 634 | 630
2018-11-04 16:30 | 659 | 657
2018-11-04 17:00 | 690 | 688
2018-11-04 17:30 | 697 | 696
2018-11-04 18:00 | 675 | 673
2018-11-04 18:30 | 710 | 709
2018-11-04 19:00 | 775 | 774
2018-11-04 19:30 | 749 | 747
2018-11-04 20:00 | 742 | 739
2018-11-04 20:30 | 723 | 720
2018-11-04 21:00 | 687 | 685
2018-11-04 21:30 | 711 | 707
2018-11-04 22:00 | 673 | 665
2018-11-04 22:30 | 644 | 632
2018-11-04 23:00 | 634 | 622
2018-11-04 23:30 | 614 | 600
2018-11-05 | 551 | 534
2018-11-05 00:30 | 593 | 575
2018-11-05 01:00 | 579 | 561
2018-11-05 01:30 | 519 | 499
2018-11-05 02:00 | 496 | 474
2018-11-05 02:30 | 542 | 522
2018-11-05 03:00 | 505 | 484
2018-11-05 03:30 | 501 | 480
2018-11-05 04:00 | 503 | 482
2018-11-05 04:30 | 422 | 396
2018-11-05 05:00 | 474 | 451
2018-11-05 05:30 | 528 | 508
2018-11-05 06:00 | 507 | 489
2018-11-05 06:30 | 508 | 499
2018-11-05 07:00 | 447 | 437
2018-11-05 07:30 | 468 | 460
2018-11-05 08:00 | 496 | 489
2018-11-05 08:30 | 500 | 495
2018-11-05 09:00 | 533 | 528
2018-11-05 09:30 | 532 | 524
2018-11-05 10:00 | 527 | 519
2018-11-05 10:30 | 549 | 543
2018-11-05 11:00 | 582 | 577
2018-11-05 11:30 | 622 | 617
2018-11-05 12:00 | 656 | 652
2018-11-05 12:30 | 719 | 715
2018-11-05 13:00 | 770 | 766
2018-11-05 13:30 | 787 | 785
2018-11-05 14:00 | 794 | 793
2018-11-05 14:30 | 856 | 856
2018-11-05 15:00 | 863 | 863
2018-11-05 15:30 | 851 | 850
2018-11-05 16:00 | 873 | 873
2018-11-05 16:30 | 849 | 849
2018-11-05 17:00 | 801 | 800
2018-11-05 17:30 | 796 | 795
2018-11-05 18:00 | 775 | 775
2018-11-05 18:30 | 778 | 777
2018-11-05 19:00 | 824 | 823
2018-11-05 19:30 | 784 | 783
2018-11-05 20:00 | 756 | 756
2018-11-05 20:30 | 800 | 799
2018-11-05 21:00 | 789 | 788
2018-11-05 21:30 | 722 | 720
2018-11-05 22:00 | 677 | 672
2018-11-05 22:30 | 694 | 687
2018-11-05 23:00 | 699 | 692
2018-11-05 23:30 | 682 | 673
2018-11-06 | 632 | 622
2018-11-06 00:30 | 676 | 666
2018-11-06 01:00 | 676 | 666
2018-11-06 01:30 | 671 | 660
2018-11-06 02:00 | 665 | 653
2018-11-06 02:30 | 637 | 624
2018-11-06 03:00 | 623 | 610
2018-11-06 03:30 | 617 | 604
2018-11-06 04:00 | 625 | 612
2018-11-06 04:30 | 611 | 598
2018-11-06 05:00 | 623 | 611
2018-11-06 05:30 | 590 | 577
2018-11-06 06:00 | 605 | 594
2018-11-06 06:30 | 576 | 568
2018-11-06 07:00 | 564 | 560
2018-11-06 07:30 | 564 | 561
2018-11-06 08:00 | 608 | 606
2018-11-06 08:30 | 582 | 581
2018-11-06 09:00 | 578 | 574
2018-11-06 09:30 | 612 | 609
2018-11-06 10:00 | 667 | 665
2018-11-06 10:30 | 685 | 683
2018-11-06 11:00 | 694 | 693
2018-11-06 11:30 | 757 | 755
2018-11-06 12:00 | 834 | 833
2018-11-06 12:30 | 856 | 856
2018-11-06 13:00 | 858 | 857
2018-11-06 13:30 | 867 | 866
2018-11-06 14:00 | 917 | 916
2018-11-06 14:30 | 901 | 901
2018-11-06 15:00 | 891 | 890
2018-11-06 15:30 | 868 | 868
2018-11-06 16:00 | 837 | 837
2018-11-06 16:30 | 775 | 774
2018-11-06 17:00 | 795 | 794
2018-11-06 17:30 | 811 | 811
2018-11-06 18:00 | 831 | 830
2018-11-06 18:30 | 855 | 855
2018-11-06 19:00 | 822 | 822
2018-11-06 19:30 | 811 | 810
2018-11-06 20:00 | 715 | 714
2018-11-06 20:30 | 852 | 852
2018-11-06 21:00 | 861 | 861
2018-11-06 21:30 | 791 | 786
2018-11-06 22:00 | 745 | 738
2018-11-06 22:30 | 659 | 651
2018-11-06 23:00 | 685 | 677
2018-11-06 23:30 | 621 | 612
2018-11-07 | 578 | 566
2018-11-07 00:30 | 632 | 621
2018-11-07 01:00 | 620 | 607
2018-11-07 01:30 | 565 | 551
2018-11-07 02:00 | 547 | 532
2018-11-07 02:30 | 559 | 544
2018-11-07 03:00 | 550 | 535
2018-11-07 03:30 | 559 | 544
2018-11-07 04:00 | 579 | 564
2018-11-07 04:30 | 563 | 548
2018-11-07 05:00 | 586 | 573
2018-11-07 05:30 | 610 | 599
2018-11-07 06:00 | 603 | 594
2018-11-07 06:30 | 527 | 521
2018-11-07 07:00 | 508 | 501
2018-11-07 07:30 | 563 | 558
2018-11-07 08:00 | 587 | 580
2018-11-07 08:30 | 606 | 600
2018-11-07 09:00 | 579 | 572
2018-11-07 09:30 | 636 | 630
2018-11-07 10:00 | 615 | 609
2018-11-07 10:30 | 699 | 695
2018-11-07 11:00 | 733 | 729
2018-11-07 11:30 | 681 | 677
2018-11-07 12:00 | 735 | 731
2018-11-07 12:30 | 754 | 751
2018-11-07 13:00 | 720 | 716
2018-11-07 13:30 | 849 | 846
2018-11-07 14:00 | 905 | 903
2018-11-07 14:30 | 946 | 944
2018-11-07 15:00 | 996 | 995
2018-11-07 15:30 | 955 | 953
2018-11-07 16:00 | 1005 | 1004
2018-11-07 16:30 | 1003 | 1002
2018-11-07 17:00 | 1044 | 1043
2018-11-07 17:30 | 1058 | 1058
2018-11-07 18:00 | 1096 | 1095
2018-11-07 18:30 | 1101 | 1100
2018-11-07 19:00 | 1058 | 1057
2018-11-07 19:30 | 980 | 979
2018-11-07 20:00 | 1004 | 1003
2018-11-07 20:30 | 1036 | 1034
2018-11-07 21:00 | 967 | 965
2018-11-07 21:30 | 903 | 899
2018-11-07 22:00 | 881 | 875
2018-11-07 22:30 | 856 | 852
2018-11-07 23:00 | 876 | 872
2018-11-07 23:30 | 825 | 819
2018-11-08 | 795 | 788
2018-11-08 00:30 | 757 | 747
2018-11-08 01:00 | 741 | 729
2018-11-08 01:30 | 767 | 755
2018-11-08 02:00 | 760 | 748
2018-11-08 02:30 | 768 | 756
2018-11-08 03:00 | 779 | 767
2018-11-08 03:30 | 772 | 760
2018-11-08 04:00 | 792 | 781
2018-11-08 04:30 | 745 | 733
2018-11-08 05:00 | 781 | 769
2018-11-08 05:30 | 760 | 749
2018-11-08 06:00 | 743 | 735
2018-11-08 06:30 | 718 | 710
2018-11-08 07:00 | 727 | 724
2018-11-08 07:30 | 821 | 818
2018-11-08 08:00 | 875 | 872
2018-11-08 08:30 | 866 | 864
2018-11-08 09:00 | 861 | 860
2018-11-08 09:30 | 875 | 874
2018-11-08 10:00 | 862 | 861
2018-11-08 10:30 | 868 | 866
2018-11-08 11:00 | 846 | 844
2018-11-08 11:30 | 807 | 804
2018-11-08 12:00 | 815 | 813
2018-11-08 12:30 | 774 | 771
2018-11-08 13:00 | 630 | 624
2018-11-08 13:30 | 651 | 647
2018-11-08 14:00 | 671 | 667
2018-11-08 14:30 | 697 | 693
2018-11-08 15:00 | 659 | 654
2018-11-08 15:30 | 664 | 660
2018-11-08 16:00 | 693 | 690
2018-11-08 16:30 | 730 | 727
2018-11-08 17:00 | 794 | 791
2018-11-08 17:30 | 796 | 794
2018-11-08 18:00 | 776 | 773
2018-11-08 18:30 | 758 | 755
2018-11-08 19:00 | 786 | 784
2018-11-08 19:30 | 775 | 773
2018-11-08 20:00 | 767 | 764
2018-11-08 20:30 | 801 | 799
2018-11-08 21:00 | 772 | 770
2018-11-08 21:30 | 671 | 665
2018-11-08 22:00 | 631 | 623
2018-11-08 22:30 | 636 | 627
2018-11-08 23:00 | 621 | 611
2018-11-08 23:30 | 588 | 576
2018-11-09 | 575 | 559
2018-11-09 00:30 | 583 | 559
2018-11-09 01:00 | 582 | 557
2018-11-09 01:30 | 561 | 533
2018-11-09 02:00 | 541 | 511
2018-11-09 02:30 | 487 | 450
2018-11-09 03:00 | 484 | 448
2018-11-09 03:30 | 488 | 452
2018-11-09 04:00 | 464 | 426
2018-11-09 04:30 | 501 | 469
2018-11-09 05:00 | 498 | 465
2018-11-09 05:30 | 456 | 419
2018-11-09 06:00 | 459 | 424
2018-11-09 06:30 | 501 | 472
2018-11-09 07:00 | 481 | 459
2018-11-09 07:30 | 487 | 473
2018-11-09 08:00 | 517 | 506
2018-11-09 08:30 | 479 | 466
2018-11-09 09:00 | 436 | 423
2018-11-09 09:30 | 422 | 409
2018-11-09 10:00 | 401 | 388
2018-11-09 10:30 | 430 | 419
2018-11-09 11:00 | 437 | 426
2018-11-09 11:30 | 511 | 503
2018-11-09 12:00 | 520 | 512
2018-11-09 12:30 | 499 | 490
2018-11-09 13:00 | 523 | 514
2018-11-09 13:30 | 543 | 535
2018-11-09 14:00 | 543 | 535
2018-11-09 14:30 | 550 | 542
2018-11-09 15:00 | 530 | 518
2018-11-09 15:30 | 518 | 508
2018-11-09 16:00 | 530 | 521
2018-11-09 16:30 | 538 | 529
2018-11-09 17:00 | 607 | 600
2018-11-09 17:30 | 620 | 613
2018-11-09 18:00 | 652 | 645
2018-11-09 18:30 | 679 | 673
2018-11-09 19:00 | 710 | 705
2018-11-09 19:30 | 694 | 688
2018-11-09 20:00 | 669 | 663
2018-11-09 20:30 | 696 | 690
2018-11-09 21:00 | 701 | 695
2018-11-09 21:30 | 708 | 702
2018-11-09 22:00 | 678 | 671
2018-11-09 22:30 | 683 | 675
2018-11-09 23:00 | 674 | 662
2018-11-09 23:30 | 618 | 600
2018-11-10 | 607 | 584
2018-11-10 00:30 | 604 | 580
2018-11-10 01:00 | 610 | 580
2018-11-10 01:30 | 593 | 560
2018-11-10 02:00 | 559 | 520
2018-11-10 02:30 | 567 | 522
2018-11-10 03:00 | 552 | 506
2018-11-10 03:30 | 525 | 475
2018-11-10 04:00 | 495 | 441
2018-11-10 04:30 | 495 | 441
2018-11-10 05:00 | 499 | 445
2018-11-10 05:30 | 487 | 431
2018-11-10 06:00 | 501 | 448
2018-11-10 06:30 | 468 | 413
2018-11-10 07:00 | 441 | 384
2018-11-10 07:30 | 422 | 373
2018-11-10 08:00 | 418 | 370
2018-11-10 08:30 | 420 | 373
2018-11-10 09:00 | 439 | 405
2018-11-10 09:30 | 465 | 436
2018-11-10 10:00 | 497 | 472
2018-11-10 10:30 | 510 | 486
2018-11-10 11:00 | 514 | 490
2018-11-10 11:30 | 474 | 447
2018-11-10 12:00 | 503 | 479
2018-11-10 12:30 | 517 | 493
2018-11-10 13:00 | 499 | 475
2018-11-10 13:30 | 490 | 465
2018-11-10 14:00 | 489 | 462
2018-11-10 14:30 | 488 | 461
2018-11-10 15:00 | 532 | 509
2018-11-10 15:30 | 572 | 552
2018-11-10 16:00 | 611 | 593
2018-11-10 16:30 | 645 | 629
2018-11-10 17:00 | 634 | 618
2018-11-10 17:30 | 651 | 635
2018-11-10 18:00 | 647 | 632
2018-11-10 18:30 | 622 | 606
2018-11-10 19:00 | 680 | 670
2018-11-10 19:30 | 673 | 666
2018-11-10 20:00 | 699 | 693
2018-11-10 20:30 | 648 | 640
2018-11-10 21:00 | 656 | 647
2018-11-10 21:30 | 674 | 664
2018-11-10 22:00 | 671 | 659
2018-11-10 22:30 | 698 | 686
2018-11-10 23:00 | 680 | 668
2018-11-10 23:30 | 648 | 634
2018-11-11 | 681 | 662
2018-11-11 00:30 | 667 | 642
2018-11-11 01:00 | 674 | 643
2018-11-11 01:30 | 690 | 659
2018-11-11 02:00 | 678 | 646
2018-11-11 02:30 | 670 | 637
2018-11-11 03:00 | 676 | 643
2018-11-11 03:30 | 596 | 555
2018-11-11 04:00 | 575 | 533
2018-11-11 04:30 | 512 | 460
2018-11-11 05:00 | 552 | 505
2018-11-11 05:30 | 584 | 541
2018-11-11 06:00 | 553 | 506
2018-11-11 06:30 | 507 | 456
2018-11-11 07:00 | 465 | 408
2018-11-11 07:30 | 409 | 363
2018-11-11 08:00 | 374 | 327
2018-11-11 08:30 | 394 | 353
2018-11-11 09:00 | 356 | 308
2018-11-11 09:30 | 354 | 308
2018-11-11 10:00 | 371 | 329
2018-11-11 10:30 | 417 | 382
2018-11-11 11:00 | 495 | 469
2018-11-11 11:30 | 496 | 470
2018-11-11 12:00 | 502 | 477
2018-11-11 12:30 | 475 | 448
2018-11-11 13:00 | 465 | 437
2018-11-11 13:30 | 483 | 457
2018-11-11 14:00 | 513 | 489
2018-11-11 14:30 | 498 | 473
2018-11-11 15:00 | 501 | 476
2018-11-11 15:30 | 544 | 523
2018-11-11 16:00 | 553 | 536
2018-11-11 16:30 | 554 | 545
2018-11-11 17:00 | 598 | 590
2018-11-11 17:30 | 618 | 611
2018-11-11 18:00 | 656 | 650
2018-11-11 18:30 | 709 | 704
2018-11-11 19:00 | 749 | 745
2018-11-11 19:30 | 745 | 741
2018-11-11 20:00 | 736 | 731
2018-11-11 20:30 | 755 | 750
2018-11-11 21:00 | 727 | 721
2018-11-11 21:30 | 708 | 699
2018-11-11 22:00 | 685 | 673
2018-11-11 22:30 | 696 | 684
2018-11-11 23:00 | 676 | 664
2018-11-11 23:30 | 645 | 629
2018-11-12 | 596 | 574
2018-11-12 00:30 | 571 | 539
2018-11-12 01:00 | 538 | 500
2018-11-12 01:30 | 511 | 470
2018-11-12 02:00 | 509 | 467
2018-11-12 02:30 | 501 | 459
2018-11-12 03:00 | 495 | 445
2018-11-12 03:30 | 486 | 431
2018-11-12 04:00 | 483 | 428
2018-11-12 04:30 | 530 | 483
2018-11-12 05:00 | 565 | 523
2018-11-12 05:30 | 594 | 556
2018-11-12 06:00 | 567 | 532
2018-11-12 06:30 | 562 | 533
2018-11-12 07:00 | 524 | 506
2018-11-12 07:30 | 559 | 546
2018-11-12 08:00 | 552 | 539
2018-11-12 08:30 | 518 | 504
2018-11-12 09:00 | 477 | 460
2018-11-12 09:30 | 434 | 414
2018-11-12 10:00 | 432 | 412
2018-11-12 10:30 | 456 | 439
2018-11-12 11:00 | 467 | 450
2018-11-12 11:30 | 513 | 499
2018-11-12 12:00 | 541 | 529
2018-11-12 12:30 | 488 | 473
2018-11-12 13:00 | 476 | 461
2018-11-12 13:30 | 445 | 427
2018-11-12 14:00 | 456 | 439
2018-11-12 14:30 | 501 | 486
2018-11-12 15:00 | 460 | 443
2018-11-12 15:30 | 408 | 389
2018-11-12 16:00 | 486 | 476
2018-11-12 16:30 | 487 | 477
2018-11-12 17:00 | 557 | 551
2018-11-12 17:30 | 590 | 586
2018-11-12 18:00 | 662 | 659
2018-11-12 18:30 | 736 | 734
2018-11-12 19:00 | 800 | 799
2018-11-12 19:30 | 786 | 784
2018-11-12 20:00 | 845 | 843
2018-11-12 20:30 | 815 | 813
2018-11-12 21:00 | 750 | 747
2018-11-12 21:30 | 706 | 699
2018-11-12 22:00 | 678 | 667
2018-11-12 22:30 | 661 | 649
2018-11-12 23:00 | 656 | 644
2018-11-12 23:30 | 678 | 666
2018-11-13 | 629 | 603
2018-11-13 00:30 | 630 | 599
2018-11-13 01:00 | 632 | 598
2018-11-13 01:30 | 630 | 595
2018-11-13 02:00 | 608 | 570
2018-11-13 02:30 | 592 | 553
2018-11-13 03:00 | 579 | 538
2018-11-13 03:30 | 553 | 509
2018-11-13 04:00 | 535 | 489
2018-11-13 04:30 | 511 | 463
2018-11-13 05:00 | 554 | 512
2018-11-13 05:30 | 570 | 530
2018-11-13 06:00 | 573 | 540
2018-11-13 06:30 | 593 | 569
2018-11-13 07:00 | 500 | 482
2018-11-13 07:30 | 466 | 448
2018-11-13 08:00 | 466 | 452
2018-11-13 08:30 | 470 | 457
2018-11-13 09:00 | 514 | 505
2018-11-13 09:30 | 508 | 498
2018-11-13 10:00 | 483 | 473
2018-11-13 10:30 | 423 | 409
2018-11-13 11:00 | 430 | 416
2018-11-13 11:30 | 449 | 437
2018-11-13 12:00 | 438 | 426
2018-11-13 12:30 | 440 | 428
2018-11-13 13:00 | 453 | 442
2018-11-13 13:30 | 469 | 459
2018-11-13 14:00 | 523 | 515
2018-11-13 14:30 | 569 | 561
2018-11-13 15:00 | 604 | 597
2018-11-13 15:30 | 577 | 570
2018-11-13 16:00 | 575 | 568
2018-11-13 16:30 | 577 | 570
2018-11-13 17:00 | 658 | 653
2018-11-13 17:30 | 739 | 737
2018-11-13 18:00 | 775 | 773
2018-11-13 18:30 | 797 | 795
2018-11-13 19:00 | 866 | 865
2018-11-13 19:30 | 827 | 826
2018-11-13 20:00 | 782 | 780
2018-11-13 20:30 | 810 | 809
2018-11-13 21:00 | 773 | 771
2018-11-13 21:30 | 743 | 735
2018-11-13 22:00 | 705 | 695
2018-11-13 22:30 | 711 | 699
2018-11-13 23:00 | 733 | 719
2018-11-13 23:30 | 676 | 659
2018-11-14 | 635 | 615
2018-11-14 00:30 | 599 | 570
2018-11-14 01:00 | 637 | 610
2018-11-14 01:30 | 644 | 618
2018-11-14 02:00 | 594 | 563
2018-11-14 02:30 | 534 | 498
2018-11-14 03:00 | 491 | 450
2018-11-14 03:30 | 496 | 456
2018-11-14 04:00 | 481 | 439
2018-11-14 04:30 | 463 | 420
2018-11-14 05:00 | 463 | 420
2018-11-14 05:30 | 446 | 401
2018-11-14 06:00 | 446 | 403
2018-11-14 06:30 | 449 | 410
2018-11-14 07:00 | 447 | 415
2018-11-14 07:30 | 441 | 420
2018-11-14 08:00 | 394 | 375
2018-11-14 08:30 | 430 | 415
2018-11-14 09:00 | 428 | 413
2018-11-14 09:30 | 489 | 477
2018-11-14 10:00 | 563 | 556
2018-11-14 10:30 | 561 | 553
2018-11-14 11:00 | 588 | 582
2018-11-14 11:30 | 593 | 587
2018-11-14 12:00 | 623 | 618
2018-11-14 12:30 | 643 | 638
2018-11-14 13:00 | 659 | 654
2018-11-14 13:30 | 676 | 672
2018-11-14 14:00 | 698 | 694
2018-11-14 14:30 | 715 | 711
2018-11-14 15:00 | 713 | 709
2018-11-14 15:30 | 745 | 742
2018-11-14 16:00 | 768 | 765
2018-11-14 16:30 | 797 | 793
2018-11-14 17:00 | 843 | 840
2018-11-14 17:30 | 818 | 814
2018-11-14 18:00 | 863 | 860
2018-11-14 18:30 | 871 | 868
2018-11-14 19:00 | 929 | 927
2018-11-14 19:30 | 912 | 909
2018-11-14 20:00 | 840 | 837
2018-11-14 20:30 | 811 | 807
2018-11-14 21:00 | 774 | 769
2018-11-14 21:30 | 793 | 788
2018-11-14 22:00 | 733 | 724
2018-11-14 22:30 | 729 | 721
2018-11-14 23:00 | 715 | 706
2018-11-14 23:30 | 649 | 637
2018-11-15 | 587 | 572
2018-11-15 00:30 | 609 | 583
2018-11-15 01:00 | 656 | 631
2018-11-15 01:30 | 698 | 675
2018-11-15 02:00 | 724 | 697
2018-11-15 02:30 | 705 | 675
2018-11-15 03:00 | 709 | 680
2018-11-15 03:30 | 709 | 680
2018-11-15 04:00 | 712 | 683
2018-11-15 04:30 | 679 | 650
2018-11-15 05:00 | 671 | 647
2018-11-15 05:30 | 654 | 629
2018-11-15 06:00 | 614 | 587
2018-11-15 06:30 | 605 | 584
2018-11-15 07:00 | 584 | 569
2018-11-15 07:30 | 608 | 599
2018-11-15 08:00 | 593 | 585
2018-11-15 08:30 | 560 | 552
2018-11-15 09:00 | 547 | 541
2018-11-15 09:30 | 525 | 518
2018-11-15 10:00 | 518 | 511
2018-11-15 10:30 | 479 | 471
2018-11-15 11:00 | 474 | 468
2018-11-15 11:30 | 452 | 446
2018-11-15 12:00 | 485 | 480
2018-11-15 12:30 | 508 | 505
2018-11-15 13:00 | 614 | 612
2018-11-15 13:30 | 675 | 674
2018-11-15 14:00 | 735 | 734
2018-11-15 14:30 | 793 | 792
2018-11-15 15:00 | 777 | 776
2018-11-15 15:30 | 789 | 789
2018-11-15 16:00 | 864 | 864
2018-11-15 16:30 | 914 | 914
2018-11-15 17:00 | 954 | 954
2018-11-15 17:30 | 978 | 977
2018-11-15 18:00 | 943 | 942
2018-11-15 18:30 | 946 | 945
2018-11-15 19:00 | 979 | 978
2018-11-15 19:30 | 972 | 971
2018-11-15 20:00 | 965 | 965
2018-11-15 20:30 | 942 | 942
2018-11-15 21:00 | 974 | 974
2018-11-15 21:30 | 905 | 903
2018-11-15 22:00 | 869 | 864
2018-11-15 22:30 | 850 | 845
2018-11-15 23:00 | 807 | 801
2018-11-15 23:30 | 704 | 693
2018-11-16 | 631 | 613
2018-11-16 00:30 | 627 | 606
2018-11-16 01:00 | 649 | 624
2018-11-16 01:30 | 632 | 605
2018-11-16 02:00 | 639 | 613
2018-11-16 02:30 | 607 | 579
2018-11-16 03:00 | 594 | 564
2018-11-16 03:30 | 590 | 560
2018-11-16 04:00 | 578 | 546
2018-11-16 04:30 | 577 | 546
2018-11-16 05:00 | 572 | 540
2018-11-16 05:30 | 545 | 512
2018-11-16 06:00 | 525 | 493
2018-11-16 06:30 | 519 | 495
2018-11-16 07:00 | 512 | 498
2018-11-16 07:30 | 517 | 505
2018-11-16 08:00 | 532 | 522
2018-11-16 08:30 | 518 | 508
2018-11-16 09:00 | 525 | 515
2018-11-16 09:30 | 522 | 515
2018-11-16 10:00 | 485 | 477
2018-11-16 10:30 | 462 | 454
2018-11-16 11:00 | 477 | 469
2018-11-16 11:30 | 486 | 479
2018-11-16 12:00 | 501 | 494
2018-11-16 12:30 | 535 | 530
2018-11-16 13:00 | 593 | 589
2018-11-16 13:30 | 648 | 645
2018-11-16 14:00 | 678 | 676
2018-11-16 14:30 | 734 | 732
2018-11-16 15:00 | 743 | 741
2018-11-16 15:30 | 735 | 733
2018-11-16 16:00 | 798 | 796
2018-11-16 16:30 | 857 | 855
2018-11-16 17:00 | 843 | 841
2018-11-16 17:30 | 864 | 861
2018-11-16 18:00 | 867 | 864
2018-11-16 18:30 | 897 | 894
2018-11-16 19:00 | 938 | 937
2018-11-16 19:30 | 898 | 897
2018-11-16 20:00 | 874 | 872
2018-11-16 20:30 | 902 | 901
2018-11-16 21:00 | 851 | 850
2018-11-16 21:30 | 798 | 794
2018-11-16 22:00 | 764 | 757
2018-11-16 22:30 | 729 | 720
2018-11-16 23:00 | 717 | 708
2018-11-16 23:30 | 668 | 656
2018-11-17 | 576 | 559
2018-11-17 00:30 | 561 | 537
2018-11-17 01:00 | 574 | 542
2018-11-17 01:30 | 546 | 509
2018-11-17 02:00 | 515 | 474
2018-11-17 02:30 | 479 | 434
2018-11-17 03:00 | 460 | 412
2018-11-17 03:30 | 466 | 419
2018-11-17 04:00 | 472 | 426
2018-11-17 04:30 | 535 | 496
2018-11-17 05:00 | 576 | 540
2018-11-17 05:30 | 638 | 608
2018-11-17 06:00 | 646 | 617
2018-11-17 06:30 | 603 | 572
2018-11-17 07:00 | 525 | 489
2018-11-17 07:30 | 475 | 436
2018-11-17 08:00 | 450 | 413
2018-11-17 08:30 | 500 | 474
2018-11-17 09:00 | 478 | 452
2018-11-17 09:30 | 433 | 402
2018-11-17 10:00 | 457 | 428
2018-11-17 10:30 | 449 | 420
2018-11-17 11:00 | 453 | 425
2018-11-17 11:30 | 492 | 468
2018-11-17 12:00 | 513 | 491
2018-11-17 12:30 | 610 | 595
2018-11-17 13:00 | 609 | 594
2018-11-17 13:30 | 543 | 524
2018-11-17 14:00 | 572 | 555
2018-11-17 14:30 | 616 | 601
2018-11-17 15:00 | 678 | 669
2018-11-17 15:30 | 699 | 695
2018-11-17 16:00 | 734 | 729
2018-11-17 16:30 | 805 | 801
2018-11-17 17:00 | 819 | 815
2018-11-17 17:30 | 861 | 856
2018-11-17 18:00 | 870 | 866
2018-11-17 18:30 | 873 | 869
2018-11-17 19:00 | 878 | 874
2018-11-17 19:30 | 843 | 838
2018-11-17 20:00 | 807 | 802
2018-11-17 20:30 | 794 | 788
2018-11-17 21:00 | 734 | 727
2018-11-17 21:30 | 708 | 698
2018-11-17 22:00 | 665 | 650
2018-11-17 22:30 | 665 | 646
2018-11-17 23:00 | 672 | 648
2018-11-17 23:30 | 618 | 590
2018-11-18 | 552 | 518
2018-11-18 00:30 | 544 | 507
2018-11-18 01:00 | 550 | 512
2018-11-18 01:30 | 565 | 527
2018-11-18 02:00 | 561 | 512
2018-11-18 02:30 | 536 | 484
2018-11-18 03:00 | 508 | 451
2018-11-18 03:30 | 522 | 467
2018-11-18 04:00 | 513 | 456
2018-11-18 04:30 | 519 | 464
2018-11-18 05:00 | 528 | 473
2018-11-18 05:30 | 542 | 488
2018-11-18 06:00 | 531 | 476
2018-11-18 06:30 | 500 | 441
2018-11-18 07:00 | 466 | 402
2018-11-18 07:30 | 458 | 395
2018-11-18 08:00 | 495 | 441
2018-11-18 08:30 | 526 | 488
2018-11-18 09:00 | 547 | 519
2018-11-18 09:30 | 494 | 462
2018-11-18 10:00 | 468 | 434
2018-11-18 10:30 | 458 | 423
2018-11-18 11:00 | 436 | 397
2018-11-18 11:30 | 446 | 410
2018-11-18 12:00 | 480 | 447
2018-11-18 12:30 | 424 | 385
2018-11-18 13:00 | 327 | 283
2018-11-18 13:30 | 357 | 318
2018-11-18 14:00 | 458 | 431
2018-11-18 14:30 | 439 | 409
2018-11-18 15:00 | 443 | 414
2018-11-18 15:30 | 439 | 411
2018-11-18 16:00 | 506 | 484
2018-11-18 16:30 | 596 | 579
2018-11-18 17:00 | 628 | 613
2018-11-18 17:30 | 672 | 660
2018-11-18 18:00 | 742 | 732
2018-11-18 18:30 | 748 | 738
2018-11-18 19:00 | 815 | 807
2018-11-18 19:30 | 783 | 774
2018-11-18 20:00 | 735 | 724
2018-11-18 20:30 | 702 | 690
2018-11-18 21:00 | 687 | 674
2018-11-18 21:30 | 715 | 704
2018-11-18 22:00 | 665 | 643
2018-11-18 22:30 | 657 | 630
2018-11-18 23:00 | 641 | 615
2018-11-18 23:30 | 602 | 572
2018-11-19 | 555 | 519
2018-11-19 00:30 | 542 | 500
2018-11-19 01:00 | 545 | 500
2018-11-19 01:30 | 595 | 562
2018-11-19 02:00 | 622 | 591
2018-11-19 02:30 | 618 | 587
2018-11-19 03:00 | 599 | 565
2018-11-19 03:30 | 594 | 560
2018-11-19 04:00 | 595 | 562
2018-11-19 04:30 | 565 | 529
2018-11-19 05:00 | 602 | 569
2018-11-19 05:30 | 628 | 599
2018-11-19 06:00 | 559 | 526
2018-11-19 06:30 | 545 | 516
2018-11-19 07:00 | 508 | 484
2018-11-19 07:30 | 517 | 499
2018-11-19 08:00 | 512 | 494
2018-11-19 08:30 | 489 | 470
2018-11-19 09:00 | 446 | 427
2018-11-19 09:30 | 446 | 430
2018-11-19 10:00 | 414 | 399
2018-11-19 10:30 | 485 | 476
2018-11-19 11:00 | 528 | 520
2018-11-19 11:30 | 570 | 564
2018-11-19 12:00 | 498 | 490
2018-11-19 12:30 | 432 | 421
2018-11-19 13:00 | 422 | 409
2018-11-19 13:30 | 444 | 433
2018-11-19 14:00 | 509 | 501
2018-11-19 14:30 | 556 | 550
2018-11-19 15:00 | 575 | 569
2018-11-19 15:30 | 553 | 547
2018-11-19 16:00 | 609 | 604
2018-11-19 16:30 | 666 | 662
2018-11-19 17:00 | 620 | 615
2018-11-19 17:30 | 655 | 650
2018-11-19 18:00 | 788 | 785
2018-11-19 18:30 | 823 | 821
2018-11-19 19:00 | 910 | 909
2018-11-19 19:30 | 907 | 905
2018-11-19 20:00 | 894 | 892
2018-11-19 20:30 | 857 | 855
2018-11-19 21:00 | 821 | 819
2018-11-19 21:30 | 793 | 786
2018-11-19 22:00 | 733 | 724
2018-11-19 22:30 | 709 | 698
2018-11-19 23:00 | 701 | 689
2018-11-19 23:30 | 630 | 611
2018-11-20 | 579 | 553
2018-11-20 00:30 | 580 | 546
2018-11-20 01:00 | 567 | 524
2018-11-20 01:30 | 587 | 545
2018-11-20 02:00 | 641 | 604
2018-11-20 02:30 | 653 | 616
2018-11-20 03:00 | 579 | 534
2018-11-20 03:30 | 543 | 494
2018-11-20 04:00 | 539 | 489
2018-11-20 04:30 | 545 | 497
2018-11-20 05:00 | 543 | 499
2018-11-20 05:30 | 542 | 505
2018-11-20 06:00 | 505 | 467
2018-11-20 06:30 | 531 | 503
2018-11-20 07:00 | 524 | 496
2018-11-20 07:30 | 520 | 494
2018-11-20 08:00 | 466 | 437
2018-11-20 08:30 | 473 | 446
2018-11-20 09:00 | 492 | 468
2018-11-20 09:30 | 509 | 486
2018-11-20 10:00 | 480 | 453
2018-11-20 10:30 | 493 | 468
2018-11-20 11:00 | 501 | 477
2018-11-20 11:30 | 488 | 463
2018-11-20 12:00 | 488 | 463
2018-11-20 12:30 | 445 | 418
2018-11-20 13:00 | 474 | 450
2018-11-20 13:30 | 489 | 466
2018-11-20 14:00 | 537 | 517
2018-11-20 14:30 | 545 | 526
2018-11-20 15:00 | 568 | 551
2018-11-20 15:30 | 630 | 616
2018-11-20 16:00 | 693 | 688
2018-11-20 16:30 | 740 | 736
2018-11-20 17:00 | 804 | 801
2018-11-20 17:30 | 861 | 859
2018-11-20 18:00 | 910 | 907
2018-11-20 18:30 | 887 | 884
2018-11-20 19:00 | 939 | 937
2018-11-20 19:30 | 950 | 948
2018-11-20 20:00 | 906 | 903
2018-11-20 20:30 | 889 | 886
2018-11-20 21:00 | 861 | 857
2018-11-20 21:30 | 839 | 833
2018-11-20 22:00 | 757 | 747
2018-11-20 22:30 | 769 | 759
2018-11-20 23:00 | 741 | 730
2018-11-20 23:30 | 673 | 654
2018-11-21 | 607 | 578
2018-11-21 00:30 | 622 | 593
2018-11-21 01:00 | 637 | 607
2018-11-21 01:30 | 682 | 656
2018-11-21 02:00 | 686 | 655
2018-11-21 02:30 | 667 | 632
2018-11-21 03:00 | 656 | 620
2018-11-21 03:30 | 621 | 582
2018-11-21 04:00 | 627 | 587
2018-11-21 04:30 | 623 | 584
2018-11-21 05:00 | 597 | 556
2018-11-21 05:30 | 667 | 634
2018-11-21 06:00 | 716 | 688
2018-11-21 06:30 | 724 | 705
2018-11-21 07:00 | 701 | 686
2018-11-21 07:30 | 663 | 651
2018-11-21 08:00 | 598 | 585
2018-11-21 08:30 | 525 | 509
2018-11-21 09:00 | 504 | 485
2018-11-21 09:30 | 490 | 471
2018-11-21 10:00 | 500 | 482
2018-11-21 10:30 | 514 | 498
2018-11-21 11:00 | 573 | 561
2018-11-21 11:30 | 610 | 600
2018-11-21 12:00 | 653 | 645
2018-11-21 12:30 | 665 | 657
2018-11-21 13:00 | 718 | 710
2018-11-21 13:30 | 762 | 754
2018-11-21 14:00 | 849 | 844
2018-11-21 14:30 | 909 | 905
2018-11-21 15:00 | 940 | 937
2018-11-21 15:30 | 1009 | 1007
2018-11-21 16:00 | 1043 | 1042
2018-11-21 16:30 | 1058 | 1057
2018-11-21 17:00 | 1051 | 1050
2018-11-21 17:30 | 1029 | 1028
2018-11-21 18:00 | 1055 | 1054
2018-11-21 18:30 | 1063 | 1063
2018-11-21 19:00 | 1040 | 1039
2018-11-21 19:30 | 1068 | 1067
2018-11-21 20:00 | 1042 | 1041
2018-11-21 20:30 | 1078 | 1077
2018-11-21 21:00 | 1030 | 1028
2018-11-21 21:30 | 981 | 979
2018-11-21 22:00 | 915 | 911
2018-11-21 22:30 | 880 | 873
2018-11-21 23:00 | 855 | 848
2018-11-21 23:30 | 815 | 807
2018-11-22 | 787 | 777
2018-11-22 00:30 | 769 | 757
2018-11-22 01:00 | 743 | 725
2018-11-22 01:30 | 758 | 734
2018-11-22 02:00 | 758 | 736
2018-11-22 02:30 | 730 | 707
2018-11-22 03:00 | 727 | 704
2018-11-22 03:30 | 723 | 699
2018-11-22 04:00 | 723 | 699
2018-11-22 04:30 | 739 | 717
2018-11-22 05:00 | 693 | 669
2018-11-22 05:30 | 703 | 681
2018-11-22 06:00 | 767 | 755
2018-11-22 06:30 | 874 | 870
2018-11-22 07:00 | 868 | 867
2018-11-22 07:30 | 895 | 895
2018-11-22 08:00 | 870 | 870
2018-11-22 08:30 | 856 | 856
2018-11-22 09:00 | 870 | 870
2018-11-22 09:30 | 890 | 890
2018-11-22 10:00 | 894 | 894
2018-11-22 10:30 | 925 | 925
2018-11-22 11:00 | 946 | 945
2018-11-22 11:30 | 915 | 915
2018-11-22 12:00 | 888 | 887
2018-11-22 12:30 | 846 | 845
2018-11-22 13:00 | 864 | 863
2018-11-22 13:30 | 879 | 878
2018-11-22 14:00 | 871 | 869
2018-11-22 14:30 | 892 | 890
2018-11-22 15:00 | 908 | 907
2018-11-22 15:30 | 939 | 938
2018-11-22 16:00 | 973 | 972
2018-11-22 16:30 | 983 | 983
2018-11-22 17:00 | 1019 | 1018
2018-11-22 17:30 | 1026 | 1026
2018-11-22 18:00 | 1036 | 1035
2018-11-22 18:30 | 1046 | 1045
2018-11-22 19:00 | 1090 | 1090
2018-11-22 19:30 | 1081 | 1081
2018-11-22 20:00 | 1079 | 1079
2018-11-22 20:30 | 1084 | 1084
2018-11-22 21:00 | 1027 | 1026
2018-11-22 21:30 | 955 | 952
2018-11-22 22:00 | 917 | 911
2018-11-22 22:30 | 906 | 900
2018-11-22 23:00 | 900 | 894
2018-11-22 23:30 | 853 | 845
2018-11-23 | 779 | 768
2018-11-23 00:30 | 780 | 769
2018-11-23 01:00 | 814 | 800
2018-11-23 01:30 | 780 | 760
2018-11-23 02:00 | 778 | 756
2018-11-23 02:30 | 799 | 776
2018-11-23 03:00 | 796 | 770
2018-11-23 03:30 | 798 | 771
2018-11-23 04:00 | 774 | 745
2018-11-23 04:30 | 772 | 743
2018-11-23 05:00 | 764 | 734
2018-11-23 05:30 | 729 | 700
2018-11-23 06:00 | 626 | 597
2018-11-23 06:30 | 640 | 619
2018-11-23 07:00 | 604 | 591
2018-11-23 07:30 | 575 | 564
2018-11-23 08:00 | 662 | 655
2018-11-23 08:30 | 622 | 613
2018-11-23 09:00 | 627 | 619
2018-11-23 09:30 | 619 | 613
2018-11-23 10:00 | 560 | 553
2018-11-23 10:30 | 513 | 504
2018-11-23 11:00 | 526 | 518
2018-11-23 11:30 | 521 | 513
2018-11-23 12:00 | 520 | 512
2018-11-23 12:30 | 533 | 525
2018-11-23 13:00 | 538 | 530
2018-11-23 13:30 | 598 | 592
2018-11-23 14:00 | 665 | 661
2018-11-23 14:30 | 672 | 668
2018-11-23 15:00 | 697 | 694
2018-11-23 15:30 | 700 | 697
2018-11-23 16:00 | 765 | 762
2018-11-23 16:30 | 833 | 831
2018-11-23 17:00 | 892 | 890
2018-11-23 17:30 | 895 | 893
2018-11-23 18:00 | 908 | 906
2018-11-23 18:30 | 910 | 908
2018-11-23 19:00 | 944 | 943
2018-11-23 19:30 | 945 | 943
2018-11-23 20:00 | 930 | 929
2018-11-23 20:30 | 868 | 866
2018-11-23 21:00 | 825 | 824
2018-11-23 21:30 | 767 | 762
2018-11-23 22:00 | 742 | 732
2018-11-23 22:30 | 770 | 755
2018-11-23 23:00 | 790 | 775
2018-11-23 23:30 | 713 | 694
2018-11-24 | 674 | 653
2018-11-24 00:30 | 670 | 642
2018-11-24 01:00 | 662 | 630
2018-11-24 01:30 | 634 | 599
2018-11-24 02:00 | 639 | 604
2018-11-24 02:30 | 629 | 592
2018-11-24 03:00 | 626 | 588
2018-11-24 03:30 | 679 | 644
2018-11-24 04:00 | 709 | 676
2018-11-24 04:30 | 610 | 569
2018-11-24 05:00 | 574 | 529
2018-11-24 05:30 | 586 | 541
2018-11-24 06:00 | 574 | 527
2018-11-24 06:30 | 520 | 469
2018-11-24 07:00 | 447 | 397
2018-11-24 07:30 | 403 | 358
2018-11-24 08:00 | 394 | 348
2018-11-24 08:30 | 375 | 343
2018-11-24 09:00 | 394 | 370
2018-11-24 09:30 | 401 | 377
2018-11-24 10:00 | 382 | 357
2018-11-24 10:30 | 422 | 401
2018-11-24 11:00 | 463 | 445
2018-11-24 11:30 | 373 | 348
2018-11-24 12:00 | 359 | 335
2018-11-24 12:30 | 366 | 342
2018-11-24 13:00 | 359 | 336
2018-11-24 13:30 | 369 | 345
2018-11-24 14:00 | 395 | 372
2018-11-24 14:30 | 442 | 423
2018-11-24 15:00 | 502 | 485
2018-11-24 15:30 | 566 | 553
2018-11-24 16:00 | 605 | 594
2018-11-24 16:30 | 628 | 618
2018-11-24 17:00 | 654 | 645
2018-11-24 17:30 | 745 | 738
2018-11-24 18:00 | 767 | 760
2018-11-24 18:30 | 826 | 820
2018-11-24 19:00 | 909 | 905
2018-11-24 19:30 | 910 | 906
2018-11-24 20:00 | 862 | 857
2018-11-24 20:30 | 799 | 792
2018-11-24 21:00 | 723 | 714
2018-11-24 21:30 | 702 | 693
2018-11-24 22:00 | 656 | 645
2018-11-24 22:30 | 712 | 703
2018-11-24 23:00 | 694 | 683
2018-11-24 23:30 | 630 | 616
2018-11-25 | 597 | 573
2018-11-25 00:30 | 569 | 539
2018-11-25 01:00 | 554 | 514
2018-11-25 01:30 | 551 | 502
2018-11-25 02:00 | 510 | 453
2018-11-25 02:30 | 483 | 423
2018-11-25 03:00 | 491 | 431
2018-11-25 03:30 | 475 | 413
2018-11-25 04:00 | 460 | 396
2018-11-25 04:30 | 496 | 438
2018-11-25 05:00 | 559 | 508
2018-11-25 05:30 | 581 | 533
2018-11-25 06:00 | 558 | 508
2018-11-25 06:30 | 520 | 465
2018-11-25 07:00 | 444 | 377
2018-11-25 07:30 | 426 | 359
2018-11-25 08:00 | 398 | 334
2018-11-25 08:30 | 407 | 349
2018-11-25 09:00 | 398 | 340
2018-11-25 09:30 | 459 | 416
2018-11-25 10:00 | 442 | 397
2018-11-25 10:30 | 456 | 415
2018-11-25 11:00 | 499 | 464
2018-11-25 11:30 | 538 | 505
2018-11-25 12:00 | 495 | 457
2018-11-25 12:30 | 538 | 505
2018-11-25 13:00 | 620 | 595
2018-11-25 13:30 | 654 | 632
2018-11-25 14:00 | 707 | 690
2018-11-25 14:30 | 746 | 730
2018-11-25 15:00 | 800 | 786
2018-11-25 15:30 | 829 | 818
2018-11-25 16:00 | 817 | 807
2018-11-25 16:30 | 810 | 801
2018-11-25 17:00 | 856 | 849
2018-11-25 17:30 | 874 | 871
2018-11-25 18:00 | 905 | 903
2018-11-25 18:30 | 884 | 882
2018-11-25 19:00 | 923 | 922
2018-11-25 19:30 | 901 | 899
2018-11-25 20:00 | 909 | 907
2018-11-25 20:30 | 894 | 892
2018-11-25 21:00 | 891 | 888
2018-11-25 21:30 | 821 | 818
2018-11-25 22:00 | 782 | 778
2018-11-25 22:30 | 758 | 752
2018-11-25 23:00 | 741 | 735
2018-11-25 23:30 | 689 | 681
2018-11-26 | 689 | 673
2018-11-26 00:30 | 665 | 643
2018-11-26 01:00 | 675 | 652
2018-11-26 01:30 | 652 | 627
2018-11-26 02:00 | 621 | 593
2018-11-26 02:30 | 642 | 615
2018-11-26 03:00 | 618 | 589
2018-11-26 03:30 | 606 | 577
2018-11-26 04:00 | 600 | 570
2018-11-26 04:30 | 581 | 550
2018-11-26 05:00 | 614 | 585
2018-11-26 05:30 | 579 | 549
2018-11-26 06:00 | 551 | 520
2018-11-26 06:30 | 529 | 506
2018-11-26 07:00 | 481 | 466
2018-11-26 07:30 | 504 | 494
2018-11-26 08:00 | 538 | 528
2018-11-26 08:30 | 524 | 514
2018-11-26 09:00 | 505 | 494
2018-11-26 09:30 | 530 | 521
2018-11-26 10:00 | 530 | 521
2018-11-26 10:30 | 546 | 537
2018-11-26 11:00 | 582 | 574
2018-11-26 11:30 | 591 | 584
2018-11-26 12:00 | 596 | 590
2018-11-26 12:30 | 648 | 642
2018-11-26 13:00 | 647 | 642
2018-11-26 13:30 | 690 | 686
2018-11-26 14:00 | 762 | 759
2018-11-26 14:30 | 817 | 815
2018-11-26 15:00 | 869 | 867
2018-11-26 15:30 | 864 | 862
2018-11-26 16:00 | 947 | 946
2018-11-26 16:30 | 945 | 944
2018-11-26 17:00 | 993 | 992
2018-11-26 17:30 | 989 | 988
2018-11-26 18:00 | 871 | 869
2018-11-26 18:30 | 968 | 967
2018-11-26 19:00 | 953 | 952
2018-11-26 19:30 | 966 | 964
2018-11-26 20:00 | 912 | 911
2018-11-26 20:30 | 901 | 899
2018-11-26 21:00 | 858 | 855
2018-11-26 21:30 | 777 | 771
2018-11-26 22:00 | 727 | 719
2018-11-26 22:30 | 692 | 684
2018-11-26 23:00 | 649 | 639
2018-11-26 23:30 | 620 | 608
2018-11-27 | 588 | 574
2018-11-27 00:30 | 547 | 526
2018-11-27 01:00 | 506 | 464
2018-11-27 01:30 | 486 | 440
2018-11-27 02:00 | 470 | 420
2018-11-27 02:30 | 492 | 445
2018-11-27 03:00 | 488 | 446
2018-11-27 03:30 | 482 | 444
2018-11-27 04:00 | 497 | 460
2018-11-27 04:30 | 503 | 468
2018-11-27 05:00 | 547 | 515
2018-11-27 05:30 | 490 | 454
2018-11-27 06:00 | 543 | 514
2018-11-27 06:30 | 521 | 495
2018-11-27 07:00 | 500 | 486
2018-11-27 07:30 | 519 | 508
2018-11-27 08:00 | 524 | 516
2018-11-27 08:30 | 537 | 530
2018-11-27 09:00 | 577 | 572
2018-11-27 09:30 | 577 | 571
2018-11-27 10:00 | 558 | 551
2018-11-27 10:30 | 583 | 577
2018-11-27 11:00 | 586 | 580
2018-11-27 11:30 | 622 | 617
2018-11-27 12:00 | 651 | 647
2018-11-27 12:30 | 682 | 678
2018-11-27 13:00 | 629 | 624
2018-11-27 13:30 | 578 | 571
2018-11-27 14:00 | 627 | 621
2018-11-27 14:30 | 682 | 678
2018-11-27 15:00 | 633 | 628
2018-11-27 15:30 | 694 | 690
2018-11-27 16:00 | 786 | 784
2018-11-27 16:30 | 867 | 866
2018-11-27 17:00 | 914 | 913
2018-11-27 17:30 | 931 | 930
2018-11-27 18:00 | 943 | 942
2018-11-27 18:30 | 931 | 930
2018-11-27 19:00 | 999 | 998
2018-11-27 19:30 | 980 | 978
2018-11-27 20:00 | 933 | 930
2018-11-27 20:30 | 884 | 881
2018-11-27 21:00 | 867 | 864
2018-11-27 21:30 | 853 | 850
2018-11-27 22:00 | 777 | 771
2018-11-27 22:30 | 740 | 734
2018-11-27 23:00 | 779 | 772
2018-11-27 23:30 | 704 | 695
2018-11-28 | 626 | 614
2018-11-28 00:30 | 610 | 593
2018-11-28 01:00 | 615 | 598
2018-11-28 01:30 | 591 | 571
2018-11-28 02:00 | 558 | 536
2018-11-28 02:30 | 578 | 557
2018-11-28 03:00 | 600 | 581
2018-11-28 03:30 | 584 | 564
2018-11-28 04:00 | 580 | 560
2018-11-28 04:30 | 568 | 548
2018-11-28 05:00 | 514 | 490
2018-11-28 05:30 | 511 | 488
2018-11-28 06:00 | 504 | 486
2018-11-28 06:30 | 554 | 544
2018-11-28 07:00 | 544 | 539
2018-11-28 07:30 | 603 | 600
2018-11-28 08:00 | 619 | 616
2018-11-28 08:30 | 609 | 606
2018-11-28 09:00 | 646 | 644
2018-11-28 09:30 | 670 | 668
2018-11-28 10:00 | 682 | 680
2018-11-28 10:30 | 762 | 760
2018-11-28 11:00 | 876 | 875
2018-11-28 11:30 | 874 | 873
2018-11-28 12:00 | 920 | 919
2018-11-28 12:30 | 989 | 988
2018-11-28 13:00 | 928 | 926
2018-11-28 13:30 | 921 | 920
2018-11-28 14:00 | 963 | 962
2018-11-28 14:30 | 996 | 995
2018-11-28 15:00 | 1033 | 1032
2018-11-28 15:30 | 1046 | 1045
2018-11-28 16:00 | 1091 | 1091
2018-11-28 16:30 | 1046 | 1046
2018-11-28 17:00 | 1048 | 1048
2018-11-28 17:30 | 1141 | 1140
2018-11-28 18:00 | 1122 | 1122
2018-11-28 18:30 | 1091 | 1091
2018-11-28 19:00 | 1094 | 1094
2018-11-28 19:30 | 1066 | 1066
2018-11-28 20:00 | 1030 | 1030
2018-11-28 20:30 | 978 | 978
2018-11-28 21:00 | 993 | 993
2018-11-28 21:30 | 991 | 990
2018-11-28 22:00 | 929 | 926
2018-11-28 22:30 | 903 | 899
2018-11-28 23:00 | 853 | 848
2018-11-28 23:30 | 729 | 720
2018-11-29 | 621 | 609
2018-11-29 00:30 | 556 | 539
2018-11-29 01:00 | 556 | 534
2018-11-29 01:30 | 521 | 496
2018-11-29 02:00 | 571 | 548
2018-11-29 02:30 | 568 | 545
2018-11-29 03:00 | 581 | 559
2018-11-29 03:30 | 554 | 531
2018-11-29 04:00 | 470 | 439
2018-11-29 04:30 | 457 | 425
2018-11-29 05:00 | 433 | 398
2018-11-29 05:30 | 456 | 426
2018-11-29 06:00 | 424 | 398
2018-11-29 06:30 | 434 | 413
2018-11-29 07:00 | 497 | 485
2018-11-29 07:30 | 554 | 544
2018-11-29 08:00 | 517 | 507
2018-11-29 08:30 | 446 | 433
2018-11-29 09:00 | 439 | 426
2018-11-29 09:30 | 424 | 411
2018-11-29 10:00 | 488 | 478
2018-11-29 10:30 | 505 | 496
2018-11-29 11:00 | 533 | 523
2018-11-29 11:30 | 566 | 559
2018-11-29 12:00 | 600 | 593
2018-11-29 12:30 | 627 | 621
2018-11-29 13:00 | 657 | 653
2018-11-29 13:30 | 661 | 656
2018-11-29 14:00 | 725 | 721
2018-11-29 14:30 | 800 | 798
2018-11-29 15:00 | 831 | 830
2018-11-29 15:30 | 865 | 863
2018-11-29 16:00 | 913 | 912
2018-11-29 16:30 | 920 | 919
2018-11-29 17:00 | 946 | 945
2018-11-29 17:30 | 978 | 977
2018-11-29 18:00 | 987 | 987
2018-11-29 18:30 | 973 | 973
2018-11-29 19:00 | 1020 | 1020
2018-11-29 19:30 | 974 | 974
2018-11-29 20:00 | 934 | 934
2018-11-29 20:30 | 893 | 892
2018-11-29 21:00 | 859 | 858
2018-11-29 21:30 | 795 | 792
2018-11-29 22:00 | 736 | 730
2018-11-29 22:30 | 725 | 718
2018-11-29 23:00 | 695 | 687
2018-11-29 23:30 | 590 | 577
2018-11-30 | 510 | 493
2018-11-30 00:30 | 520 | 502
2018-11-30 01:00 | 497 | 461
2018-11-30 01:30 | 482 | 446
2018-11-30 02:00 | 466 | 428
2018-11-30 02:30 | 464 | 426
2018-11-30 03:00 | 465 | 427
2018-11-30 03:30 | 463 | 424
2018-11-30 04:00 | 449 | 409
2018-11-30 04:30 | 444 | 403
2018-11-30 05:00 | 458 | 418
2018-11-30 05:30 | 515 | 483
2018-11-30 06:00 | 489 | 457
2018-11-30 06:30 | 480 | 454
2018-11-30 07:00 | 472 | 449
2018-11-30 07:30 | 479 | 468
2018-11-30 08:00 | 449 | 436
2018-11-30 08:30 | 431 | 420
2018-11-30 09:00 | 447 | 438
2018-11-30 09:30 | 480 | 474
2018-11-30 10:00 | 494 | 489
2018-11-30 10:30 | 512 | 507
2018-11-30 11:00 | 599 | 596
2018-11-30 11:30 | 675 | 674
2018-11-30 12:00 | 721 | 719
2018-11-30 12:30 | 743 | 740
2018-11-30 13:00 | 745 | 742
2018-11-30 13:30 | 820 | 818
2018-11-30 14:00 | 828 | 826
2018-11-30 14:30 | 871 | 870
2018-11-30 15:00 | 906 | 904
2018-11-30 15:30 | 914 | 913
2018-11-30 16:00 | 909 | 907
2018-11-30 16:30 | 945 | 943
2018-11-30 17:00 | 989 | 988
2018-11-30 17:30 | 946 | 945
2018-11-30 18:00 | 923 | 921
2018-11-30 18:30 | 899 | 897
2018-11-30 19:00 | 902 | 900
2018-11-30 19:30 | 872 | 871
2018-11-30 20:00 | 808 | 808
2018-11-30 20:30 | 796 | 796
2018-11-30 21:00 | 772 | 771
2018-11-30 21:30 | 727 | 721
2018-11-30 22:00 | 726 | 717
2018-11-30 22:30 | 710 | 699
2018-11-30 23:00 | 715 | 705
2018-11-30 23:30 | 623 | 609
2018-12-01 | 560 | 542
2018-12-01 00:30 | 543 | 523
2018-12-01 01:00 | 506 | 483
2018-12-01 01:30 | 501 | 476
2018-12-01 02:00 | 497 | 471
2018-12-01 02:30 | 486 | 461
2018-12-01 03:00 | 471 | 443
2018-12-01 03:30 | 530 | 507
2018-12-01 04:00 | 538 | 515
2018-12-01 04:30 | 509 | 485
2018-12-01 05:00 | 533 | 510
2018-12-01 05:30 | 544 | 521
2018-12-01 06:00 | 552 | 530
2018-12-01 06:30 | 530 | 510
2018-12-01 07:00 | 459 | 433
2018-12-01 07:30 | 456 | 438
2018-12-01 08:00 | 501 | 487
2018-12-01 08:30 | 527 | 517
2018-12-01 09:00 | 577 | 570
2018-12-01 09:30 | 659 | 654
2018-12-01 10:00 | 728 | 724
2018-12-01 10:30 | 724 | 721
2018-12-01 11:00 | 787 | 784
2018-12-01 11:30 | 818 | 815
2018-12-01 12:00 | 777 | 774
2018-12-01 12:30 | 766 | 762
2018-12-01 13:00 | 790 | 787
2018-12-01 13:30 | 777 | 774
2018-12-01 14:00 | 769 | 766
2018-12-01 14:30 | 788 | 785
2018-12-01 15:00 | 806 | 804
2018-12-01 15:30 | 873 | 872
2018-12-01 16:00 | 913 | 913
2018-12-01 16:30 | 940 | 940
2018-12-01 17:00 | 1003 | 1003
2018-12-01 17:30 | 1010 | 1010
2018-12-01 18:00 | 998 | 998
2018-12-01 18:30 | 1020 | 1020
2018-12-01 19:00 | 1022 | 1022
2018-12-01 19:30 | 986 | 986
2018-12-01 20:00 | 1023 | 1023
2018-12-01 20:30 | 1010 | 1009
2018-12-01 21:00 | 943 | 943
2018-12-01 21:30 | 877 | 875
2018-12-01 22:00 | 854 | 850
2018-12-01 22:30 | 854 | 850
2018-12-01 23:00 | 816 | 811
2018-12-01 23:30 | 710 | 702
2018-12-02 | 623 | 609
2018-12-02 00:30 | 626 | 609
2018-12-02 01:00 | 664 | 648
2018-12-02 01:30 | 620 | 602
2018-12-02 02:00 | 628 | 610
2018-12-02 02:30 | 671 | 655
2018-12-02 03:00 | 650 | 633
2018-12-02 03:30 | 631 | 610
2018-12-02 04:00 | 612 | 586
2018-12-02 04:30 | 622 | 597
2018-12-02 05:00 | 599 | 572
2018-12-02 05:30 | 559 | 528
2018-12-02 06:00 | 539 | 507
2018-12-02 06:30 | 465 | 427
2018-12-02 07:00 | 434 | 392
2018-12-02 07:30 | 423 | 387
2018-12-02 08:00 | 424 | 393
2018-12-02 08:30 | 442 | 415
2018-12-02 09:00 | 444 | 426
2018-12-02 09:30 | 495 | 480
2018-12-02 10:00 | 531 | 520
2018-12-02 10:30 | 562 | 558
2018-12-02 11:00 | 644 | 642
2018-12-02 11:30 | 706 | 704
2018-12-02 12:00 | 795 | 794
2018-12-02 12:30 | 863 | 862
2018-12-02 13:00 | 840 | 838
2018-12-02 13:30 | 852 | 851
2018-12-02 14:00 | 884 | 884
2018-12-02 14:30 | 938 | 937
2018-12-02 15:00 | 972 | 971
2018-12-02 15:30 | 1006 | 1006
2018-12-02 16:00 | 994 | 993
2018-12-02 16:30 | 1009 | 1009
2018-12-02 17:00 | 1031 | 1030
2018-12-02 17:30 | 1017 | 1016
2018-12-02 18:00 | 1029 | 1029
2018-12-02 18:30 | 1028 | 1028
2018-12-02 19:00 | 1040 | 1039
2018-12-02 19:30 | 1053 | 1053
2018-12-02 20:00 | 1050 | 1049
2018-12-02 20:30 | 1066 | 1066
2018-12-02 21:00 | 1014 | 1014
2018-12-02 21:30 | 975 | 974
2018-12-02 22:00 | 889 | 886
2018-12-02 22:30 | 880 | 877
2018-12-02 23:00 | 845 | 841
2018-12-02 23:30 | 770 | 764
2018-12-03 | 684 | 675
2018-12-03 00:30 | 720 | 709
2018-12-03 01:00 | 767 | 756
2018-12-03 01:30 | 715 | 702
2018-12-03 02:00 | 687 | 672
2018-12-03 02:30 | 700 | 685
2018-12-03 03:00 | 715 | 701
2018-12-03 03:30 | 707 | 693
2018-12-03 04:00 | 623 | 606
2018-12-03 04:30 | 603 | 586
2018-12-03 05:00 | 594 | 575
2018-12-03 05:30 | 567 | 548
2018-12-03 06:00 | 597 | 581
2018-12-03 06:30 | 622 | 613
2018-12-03 07:00 | 641 | 639
2018-12-03 07:30 | 695 | 694
2018-12-03 08:00 | 748 | 747
2018-12-03 08:30 | 755 | 755
2018-12-03 09:00 | 768 | 767
2018-12-03 09:30 | 781 | 780
2018-12-03 10:00 | 756 | 756
2018-12-03 10:30 | 721 | 720
2018-12-03 11:00 | 735 | 735
2018-12-03 11:30 | 746 | 745
2018-12-03 12:00 | 765 | 765
2018-12-03 12:30 | 836 | 836
2018-12-03 13:00 | 809 | 809
2018-12-03 13:30 | 783 | 783
2018-12-03 14:00 | 816 | 815
2018-12-03 14:30 | 855 | 855
2018-12-03 15:00 | 832 | 832
2018-12-03 15:30 | 915 | 915
2018-12-03 16:00 | 956 | 956
2018-12-03 16:30 | 1027 | 1026
2018-12-03 17:00 | 1053 | 1052
2018-12-03 17:30 | 1042 | 1042
2018-12-03 18:00 | 1029 | 1029
2018-12-03 18:30 | 1050 | 1049
2018-12-03 19:00 | 1061 | 1061
2018-12-03 19:30 | 984 | 984
2018-12-03 20:00 | 933 | 933
2018-12-03 20:30 | 928 | 928
2018-12-03 21:00 | 897 | 896
2018-12-03 21:30 | 846 | 843
2018-12-03 22:00 | 779 | 774
2018-12-03 22:30 | 756 | 745
2018-12-03 23:00 | 703 | 688
2018-12-03 23:30 | 542 | 517
2018-12-04 | 466 | 432
2018-12-04 00:30 | 455 | 419
2018-12-04 01:00 | 472 | 436
2018-12-04 01:30 | 495 | 460
2018-12-04 02:00 | 528 | 496
2018-12-04 02:30 | 603 | 577
2018-12-04 03:00 | 609 | 584
2018-12-04 03:30 | 568 | 540
2018-12-04 04:00 | 478 | 440
2018-12-04 04:30 | 451 | 410
2018-12-04 05:00 | 395 | 346
2018-12-04 05:30 | 406 | 361
2018-12-04 06:00 | 382 | 338
2018-12-04 06:30 | 437 | 414
2018-12-04 07:00 | 412 | 398
2018-12-04 07:30 | 454 | 442
2018-12-04 08:00 | 489 | 481
2018-12-04 08:30 | 499 | 493
2018-12-04 09:00 | 515 | 508
2018-12-04 09:30 | 526 | 519
2018-12-04 10:00 | 535 | 528
2018-12-04 10:30 | 559 | 553
2018-12-04 11:00 | 569 | 563
2018-12-04 11:30 | 602 | 598
2018-12-04 12:00 | 604 | 599
2018-12-04 12:30 | 592 | 587
2018-12-04 13:00 | 650 | 646
2018-12-04 13:30 | 713 | 711
2018-12-04 14:00 | 766 | 764
2018-12-04 14:30 | 793 | 792
2018-12-04 15:00 | 737 | 735
2018-12-04 15:30 | 693 | 690
2018-12-04 16:00 | 756 | 753
2018-12-04 16:30 | 778 | 775
2018-12-04 17:00 | 800 | 797
2018-12-04 17:30 | 846 | 844
2018-12-04 18:00 | 811 | 808
2018-12-04 18:30 | 842 | 840
2018-12-04 19:00 | 897 | 895
2018-12-04 19:30 | 879 | 877
2018-12-04 20:00 | 900 | 899
2018-12-04 20:30 | 872 | 871
2018-12-04 21:00 | 792 | 791
2018-12-04 21:30 | 699 | 691
2018-12-04 22:00 | 652 | 639
2018-12-04 22:30 | 642 | 628
2018-12-04 23:00 | 590 | 573
2018-12-04 23:30 | 532 | 513
2018-12-05 | 506 | 484
2018-12-05 00:30 | 535 | 511
2018-12-05 01:00 | 571 | 543
2018-12-05 01:30 | 588 | 561
2018-12-05 02:00 | 607 | 582
2018-12-05 02:30 | 640 | 612
2018-12-05 03:00 | 647 | 614
2018-12-05 03:30 | 637 | 602
2018-12-05 04:00 | 633 | 598
2018-12-05 04:30 | 580 | 541
2018-12-05 05:00 | 617 | 582
2018-12-05 05:30 | 551 | 514
2018-12-05 06:00 | 545 | 516
2018-12-05 06:30 | 540 | 514
2018-12-05 07:00 | 535 | 516
2018-12-05 07:30 | 499 | 480
2018-12-05 08:00 | 558 | 547
2018-12-05 08:30 | 545 | 533
2018-12-05 09:00 | 570 | 559
2018-12-05 09:30 | 610 | 601
2018-12-05 10:00 | 580 | 573
2018-12-05 10:30 | 597 | 591
2018-12-05 11:00 | 606 | 600
2018-12-05 11:30 | 612 | 606
2018-12-05 12:00 | 624 | 619
2018-12-05 12:30 | 644 | 640
2018-12-05 13:00 | 678 | 673
2018-12-05 13:30 | 706 | 702
2018-12-05 14:00 | 684 | 679
2018-12-05 14:30 | 651 | 647
2018-12-05 15:00 | 660 | 655
2018-12-05 15:30 | 679 | 673
2018-12-05 16:00 | 700 | 695
2018-12-05 16:30 | 737 | 733
2018-12-05 17:00 | 740 | 736
2018-12-05 17:30 | 794 | 791
2018-12-05 18:00 | 873 | 870
2018-12-05 18:30 | 897 | 894
2018-12-05 19:00 | 972 | 971
2018-12-05 19:30 | 970 | 970
2018-12-05 20:00 | 923 | 922
2018-12-05 20:30 | 858 | 857
2018-12-05 21:00 | 758 | 756
2018-12-05 21:30 | 681 | 677
2018-12-05 22:00 | 587 | 576
2018-12-05 22:30 | 607 | 593
2018-12-05 23:00 | 581 | 565
2018-12-05 23:30 | 472 | 448
2018-12-06 | 407 | 372
2018-12-06 00:30 | 450 | 412
2018-12-06 01:00 | 454 | 412
2018-12-06 01:30 | 520 | 486
2018-12-06 02:00 | 560 | 530
2018-12-06 02:30 | 585 | 556
2018-12-06 03:00 | 610 | 583
2018-12-06 03:30 | 617 | 591
2018-12-06 04:00 | 629 | 603
2018-12-06 04:30 | 634 | 609
2018-12-06 05:00 | 650 | 626
2018-12-06 05:30 | 651 | 628
2018-12-06 06:00 | 622 | 601
2018-12-06 06:30 | 652 | 636
2018-12-06 07:00 | 699 | 689
2018-12-06 07:30 | 681 | 672
2018-12-06 08:00 | 699 | 691
2018-12-06 08:30 | 670 | 662
2018-12-06 09:00 | 632 | 622
2018-12-06 09:30 | 573 | 561
2018-12-06 10:00 | 514 | 502
2018-12-06 10:30 | 464 | 453
2018-12-06 11:00 | 463 | 452
2018-12-06 11:30 | 460 | 449
2018-12-06 12:00 | 450 | 438
2018-12-06 12:30 | 468 | 458
2018-12-06 13:00 | 421 | 408
2018-12-06 13:30 | 393 | 379
2018-12-06 14:00 | 456 | 445
2018-12-06 14:30 | 509 | 500
2018-12-06 15:00 | 553 | 545
2018-12-06 15:30 | 565 | 558
2018-12-06 16:00 | 594 | 588
2018-12-06 16:30 | 617 | 611
2018-12-06 17:00 | 659 | 654
2018-12-06 17:30 | 687 | 683
2018-12-06 18:00 | 682 | 677
2018-12-06 18:30 | 672 | 666
2018-12-06 19:00 | 750 | 747
2018-12-06 19:30 | 807 | 805
2018-12-06 20:00 | 808 | 807
2018-12-06 20:30 | 799 | 798
2018-12-06 21:00 | 769 | 767
2018-12-06 21:30 | 685 | 678
2018-12-06 22:00 | 637 | 627
2018-12-06 22:30 | 681 | 667
2018-12-06 23:00 | 663 | 647
2018-12-06 23:30 | 636 | 615
2018-12-07 | 629 | 605
2018-12-07 00:30 | 565 | 536
2018-12-07 01:00 | 518 | 483
2018-12-07 01:30 | 484 | 445
2018-12-07 02:00 | 546 | 512
2018-12-07 02:30 | 556 | 523
2018-12-07 03:00 | 564 | 531
2018-12-07 03:30 | 581 | 549
2018-12-07 04:00 | 579 | 547
2018-12-07 04:30 | 607 | 577
2018-12-07 05:00 | 626 | 597
2018-12-07 05:30 | 574 | 543
2018-12-07 06:00 | 561 | 533
2018-12-07 06:30 | 512 | 487
2018-12-07 07:00 | 509 | 493
2018-12-07 07:30 | 523 | 510
2018-12-07 08:00 | 523 | 514
2018-12-07 08:30 | 540 | 530
2018-12-07 09:00 | 545 | 535
2018-12-07 09:30 | 512 | 501
2018-12-07 10:00 | 512 | 502
2018-12-07 10:30 | 489 | 477
2018-12-07 11:00 | 392 | 375
2018-12-07 11:30 | 374 | 361
2018-12-07 12:00 | 378 | 365
2018-12-07 12:30 | 373 | 359
2018-12-07 13:00 | 375 | 362
2018-12-07 13:30 | 439 | 429
2018-12-07 14:00 | 469 | 461
2018-12-07 14:30 | 444 | 433
2018-12-07 15:00 | 425 | 413
2018-12-07 15:30 | 423 | 412
2018-12-07 16:00 | 513 | 505
2018-12-07 16:30 | 395 | 380
2018-12-07 17:00 | 415 | 402
2018-12-07 17:30 | 528 | 521
2018-12-07 18:00 | 445 | 434
2018-12-07 18:30 | 453 | 442
2018-12-07 19:00 | 533 | 526
2018-12-07 19:30 | 574 | 568
2018-12-07 20:00 | 587 | 581
2018-12-07 20:30 | 625 | 620
2018-12-07 21:00 | 630 | 625
2018-12-07 21:30 | 596 | 584
2018-12-07 22:00 | 586 | 573
2018-12-07 22:30 | 559 | 544
2018-12-07 23:00 | 607 | 593
2018-12-07 23:30 | 558 | 542
2018-12-08 | 526 | 505
2018-12-08 00:30 | 520 | 493
2018-12-08 01:00 | 466 | 425
2018-12-08 01:30 | 460 | 416
2018-12-08 02:00 | 472 | 429
2018-12-08 02:30 | 479 | 436
2018-12-08 03:00 | 550 | 515
2018-12-08 03:30 | 555 | 521
2018-12-08 04:00 | 572 | 539
2018-12-08 04:30 | 591 | 560
2018-12-08 05:00 | 615 | 585
2018-12-08 05:30 | 573 | 540
2018-12-08 06:00 | 531 | 494
2018-12-08 06:30 | 528 | 492
2018-12-08 07:00 | 531 | 496
2018-12-08 07:30 | 535 | 501
2018-12-08 08:00 | 512 | 491
2018-12-08 08:30 | 507 | 487
2018-12-08 09:00 | 505 | 486
2018-12-08 09:30 | 516 | 500
2018-12-08 10:00 | 474 | 459
2018-12-08 10:30 | 455 | 438
2018-12-08 11:00 | 382 | 361
2018-12-08 11:30 | 391 | 371
2018-12-08 12:00 | 390 | 370
2018-12-08 12:30 | 393 | 372
2018-12-08 13:00 | 405 | 385
2018-12-08 13:30 | 409 | 389
2018-12-08 14:00 | 441 | 423
2018-12-08 14:30 | 427 | 408
2018-12-08 15:00 | 440 | 421
2018-12-08 15:30 | 454 | 436
2018-12-08 16:00 | 471 | 455
2018-12-08 16:30 | 472 | 456
2018-12-08 17:00 | 473 | 458
2018-12-08 17:30 | 495 | 481
2018-12-08 18:00 | 507 | 494
2018-12-08 18:30 | 556 | 545
2018-12-08 19:00 | 628 | 621
2018-12-08 19:30 | 669 | 662
2018-12-08 20:00 | 662 | 654
2018-12-08 20:30 | 653 | 645
2018-12-08 21:00 | 596 | 586
2018-12-08 21:30 | 547 | 534
2018-12-08 22:00 | 576 | 561
2018-12-08 22:30 | 637 | 624
2018-12-08 23:00 | 646 | 632
2018-12-08 23:30 | 585 | 564
2018-12-09 | 575 | 551
2018-12-09 00:30 | 594 | 569
2018-12-09 01:00 | 546 | 511
2018-12-09 01:30 | 538 | 501
2018-12-09 02:00 | 591 | 557
2018-12-09 02:30 | 557 | 519
2018-12-09 03:00 | 538 | 498
2018-12-09 03:30 | 539 | 500
2018-12-09 04:00 | 525 | 484
2018-12-09 04:30 | 527 | 486
2018-12-09 05:00 | 533 | 489
2018-12-09 05:30 | 578 | 533
2018-12-09 06:00 | 536 | 486
2018-12-09 06:30 | 519 | 474
2018-12-09 07:00 | 505 | 463
2018-12-09 07:30 | 512 | 473
2018-12-09 08:00 | 483 | 442
2018-12-09 08:30 | 463 | 428
2018-12-09 09:00 | 470 | 438
2018-12-09 09:30 | 499 | 471
2018-12-09 10:00 | 446 | 413
2018-12-09 10:30 | 399 | 370
2018-12-09 11:00 | 389 | 360
2018-12-09 11:30 | 404 | 376
2018-12-09 12:00 | 375 | 344
2018-12-09 12:30 | 420 | 394
2018-12-09 13:00 | 359 | 327
2018-12-09 13:30 | 348 | 316
2018-12-09 14:00 | 374 | 352
2018-12-09 14:30 | 392 | 372
2018-12-09 15:00 | 381 | 360
2018-12-09 15:30 | 396 | 377
2018-12-09 16:00 | 463 | 448
2018-12-09 16:30 | 470 | 457
2018-12-09 17:00 | 423 | 407
2018-12-09 17:30 | 492 | 480
2018-12-09 18:00 | 573 | 564
2018-12-09 18:30 | 610 | 602
2018-12-09 19:00 | 674 | 668
2018-12-09 19:30 | 688 | 682
2018-12-09 20:00 | 657 | 650
2018-12-09 20:30 | 659 | 651
2018-12-09 21:00 | 606 | 595
2018-12-09 21:30 | 556 | 540
2018-12-09 22:00 | 517 | 498
2018-12-09 22:30 | 518 | 499
2018-12-09 23:00 | 553 | 536
2018-12-09 23:30 | 506 | 485
2018-12-10 | 443 | 417
2018-12-10 00:30 | 434 | 406
2018-12-10 01:00 | 426 | 390
2018-12-10 01:30 | 420 | 371
2018-12-10 02:00 | 459 | 415
2018-12-10 02:30 | 495 | 451
2018-12-10 03:00 | 502 | 458
2018-12-10 03:30 | 506 | 466
2018-12-10 04:00 | 510 | 467
2018-12-10 04:30 | 479 | 437
2018-12-10 05:00 | 478 | 436
2018-12-10 05:30 | 483 | 442
2018-12-10 06:00 | 446 | 405
2018-12-10 06:30 | 440 | 417
2018-12-10 07:00 | 438 | 420
2018-12-10 07:30 | 471 | 458
2018-12-10 08:00 | 505 | 494
2018-12-10 08:30 | 519 | 508
2018-12-10 09:00 | 499 | 487
2018-12-10 09:30 | 458 | 445
2018-12-10 10:00 | 405 | 389
2018-12-10 10:30 | 407 | 392
2018-12-10 11:00 | 389 | 374
2018-12-10 11:30 | 406 | 391
2018-12-10 12:00 | 422 | 409
2018-12-10 12:30 | 450 | 437
2018-12-10 13:00 | 437 | 425
2018-12-10 13:30 | 468 | 457
2018-12-10 14:00 | 502 | 492
2018-12-10 14:30 | 547 | 540
2018-12-10 15:00 | 570 | 564
2018-12-10 15:30 | 676 | 672
2018-12-10 16:00 | 781 | 776
2018-12-10 16:30 | 809 | 805
2018-12-10 17:00 | 845 | 841
2018-12-10 17:30 | 873 | 869
2018-12-10 18:00 | 865 | 861
2018-12-10 18:30 | 888 | 883
2018-12-10 19:00 | 943 | 938
2018-12-10 19:30 | 948 | 944
2018-12-10 20:00 | 915 | 909
2018-12-10 20:30 | 853 | 846
2018-12-10 21:00 | 786 | 779
2018-12-10 21:30 | 715 | 706
2018-12-10 22:00 | 689 | 679
2018-12-10 22:30 | 663 | 653
2018-12-10 23:00 | 644 | 632
2018-12-10 23:30 | 598 | 582
2018-12-11 | 544 | 520
2018-12-11 00:30 | 508 | 481
2018-12-11 01:00 | 469 | 432
2018-12-11 01:30 | 493 | 454
2018-12-11 02:00 | 526 | 484
2018-12-11 02:30 | 507 | 460
2018-12-11 03:00 | 494 | 445
2018-12-11 03:30 | 494 | 446
2018-12-11 04:00 | 455 | 401
2018-12-11 04:30 | 431 | 374
2018-12-11 05:00 | 471 | 430
2018-12-11 05:30 | 492 | 455
2018-12-11 06:00 | 479 | 443
2018-12-11 06:30 | 449 | 419
2018-12-11 07:00 | 475 | 455
2018-12-11 07:30 | 497 | 488
2018-12-11 08:00 | 516 | 511
2018-12-11 08:30 | 510 | 505
2018-12-11 09:00 | 500 | 495
2018-12-11 09:30 | 519 | 515
2018-12-11 10:00 | 487 | 482
2018-12-11 10:30 | 467 | 461
2018-12-11 11:00 | 467 | 461
2018-12-11 11:30 | 502 | 497
2018-12-11 12:00 | 490 | 481
2018-12-11 12:30 | 521 | 513
2018-12-11 13:00 | 518 | 509
2018-12-11 13:30 | 541 | 533
2018-12-11 14:00 | 576 | 570
2018-12-11 14:30 | 631 | 627
2018-12-11 15:00 | 655 | 651
2018-12-11 15:30 | 720 | 717
2018-12-11 16:00 | 731 | 729
2018-12-11 16:30 | 754 | 751
2018-12-11 17:00 | 730 | 727
2018-12-11 17:30 | 753 | 749
2018-12-11 18:00 | 794 | 791
2018-12-11 18:30 | 833 | 829
2018-12-11 19:00 | 896 | 894
2018-12-11 19:30 | 897 | 895
2018-12-11 20:00 | 875 | 873
2018-12-11 20:30 | 822 | 819
2018-12-11 21:00 | 841 | 839
2018-12-11 21:30 | 800 | 795
2018-12-11 22:00 | 719 | 711
2018-12-11 22:30 | 679 | 668
2018-12-11 23:00 | 695 | 683
2018-12-11 23:30 | 666 | 651
2018-12-12 | 585 | 561
2018-12-12 00:30 | 522 | 490
2018-12-12 01:00 | 493 | 458
2018-12-12 01:30 | 486 | 450
2018-12-12 02:00 | 477 | 440
2018-12-12 02:30 | 447 | 405
2018-12-12 03:00 | 416 | 370
2018-12-12 03:30 | 377 | 323
2018-12-12 04:00 | 370 | 316
2018-12-12 04:30 | 396 | 347
2018-12-12 05:00 | 437 | 394
2018-12-12 05:30 | 437 | 396
2018-12-12 06:00 | 457 | 423
2018-12-12 06:30 | 482 | 462
2018-12-12 07:00 | 483 | 468
2018-12-12 07:30 | 529 | 521
2018-12-12 08:00 | 550 | 543
2018-12-12 08:30 | 554 | 549
2018-12-12 09:00 | 544 | 539
2018-12-12 09:30 | 501 | 496
2018-12-12 10:00 | 448 | 442
2018-12-12 10:30 | 413 | 406
2018-12-12 11:00 | 423 | 416
2018-12-12 11:30 | 414 | 407
2018-12-12 12:00 | 405 | 398
2018-12-12 12:30 | 433 | 427
2018-12-12 13:00 | 447 | 441
2018-12-12 13:30 | 465 | 460
2018-12-12 14:00 | 469 | 466
2018-12-12 14:30 | 521 | 519
2018-12-12 15:00 | 563 | 562
2018-12-12 15:30 | 640 | 640
2018-12-12 16:00 | 740 | 739
2018-12-12 16:30 | 800 | 799
2018-12-12 17:00 | 784 | 783
2018-12-12 17:30 | 843 | 842
2018-12-12 18:00 | 875 | 874
2018-12-12 18:30 | 796 | 794
2018-12-12 19:00 | 846 | 845
2018-12-12 19:30 | 848 | 847
2018-12-12 20:00 | 916 | 916
2018-12-12 20:30 | 928 | 927
2018-12-12 21:00 | 870 | 870
2018-12-12 21:30 | 818 | 816
2018-12-12 22:00 | 740 | 733
2018-12-12 22:30 | 695 | 687
2018-12-12 23:00 | 713 | 705
2018-12-12 23:30 | 687 | 675
2018-12-13 | 609 | 592
2018-12-13 00:30 | 635 | 617
2018-12-13 01:00 | 540 | 517
2018-12-13 01:30 | 534 | 510
2018-12-13 02:00 | 555 | 531
2018-12-13 02:30 | 480 | 450
2018-12-13 03:00 | 461 | 429
2018-12-13 03:30 | 469 | 437
2018-12-13 04:00 | 442 | 407
2018-12-13 04:30 | 434 | 400
2018-12-13 05:00 | 453 | 422
2018-12-13 05:30 | 471 | 442
2018-12-13 06:00 | 459 | 432
2018-12-13 06:30 | 531 | 516
2018-12-13 07:00 | 539 | 534
2018-12-13 07:30 | 559 | 555
2018-12-13 08:00 | 536 | 532
2018-12-13 08:30 | 585 | 582
2018-12-13 09:00 | 558 | 554
2018-12-13 09:30 | 570 | 567
2018-12-13 10:00 | 598 | 592
2018-12-13 10:30 | 539 | 532
2018-12-13 11:00 | 493 | 485
2018-12-13 11:30 | 452 | 441
2018-12-13 12:00 | 496 | 488
2018-12-13 12:30 | 527 | 520
2018-12-13 13:00 | 578 | 572
2018-12-13 13:30 | 700 | 697
2018-12-13 14:00 | 681 | 677
2018-12-13 14:30 | 730 | 726
2018-12-13 15:00 | 764 | 761
2018-12-13 15:30 | 828 | 826
2018-12-13 16:00 | 893 | 891
2018-12-13 16:30 | 907 | 905
2018-12-13 17:00 | 930 | 928
2018-12-13 17:30 | 852 | 850
2018-12-13 18:00 | 946 | 945
2018-12-13 18:30 | 917 | 916
2018-12-13 19:00 | 941 | 941
2018-12-13 19:30 | 931 | 931
2018-12-13 20:00 | 918 | 917
2018-12-13 20:30 | 902 | 902
2018-12-13 21:00 | 866 | 865
2018-12-13 21:30 | 765 | 762
2018-12-13 22:00 | 736 | 728
2018-12-13 22:30 | 732 | 724
2018-12-13 23:00 | 759 | 752
2018-12-13 23:30 | 660 | 650
2018-12-14 | 555 | 535
2018-12-14 00:30 | 548 | 525
2018-12-14 01:00 | 595 | 574
2018-12-14 01:30 | 659 | 642
2018-12-14 02:00 | 675 | 656
2018-12-14 02:30 | 660 | 636
2018-12-14 03:00 | 671 | 646
2018-12-14 03:30 | 685 | 662
2018-12-14 04:00 | 666 | 642
2018-12-14 04:30 | 638 | 613
2018-12-14 05:00 | 648 | 624
2018-12-14 05:30 | 554 | 525
2018-12-14 06:00 | 505 | 484
2018-12-14 06:30 | 515 | 504
2018-12-14 07:00 | 592 | 587
2018-12-14 07:30 | 675 | 673
2018-12-14 08:00 | 703 | 701
2018-12-14 08:30 | 730 | 729
2018-12-14 09:00 | 702 | 701
2018-12-14 09:30 | 686 | 684
2018-12-14 10:00 | 695 | 692
2018-12-14 10:30 | 616 | 612
2018-12-14 11:00 | 536 | 530
2018-12-14 11:30 | 526 | 520
2018-12-14 12:00 | 564 | 557
2018-12-14 12:30 | 580 | 574
2018-12-14 13:00 | 644 | 640
2018-12-14 13:30 | 736 | 733
2018-12-14 14:00 | 770 | 769
2018-12-14 14:30 | 848 | 847
2018-12-14 15:00 | 860 | 859
2018-12-14 15:30 | 905 | 905
2018-12-14 16:00 | 701 | 699
2018-12-14 16:30 | 722 | 721
2018-12-14 17:00 | 946 | 946
2018-12-14 17:30 | 952 | 951
2018-12-14 18:00 | 883 | 881
2018-12-14 18:30 | 880 | 878
2018-12-14 19:00 | 917 | 916
2018-12-14 19:30 | 896 | 896
2018-12-14 20:00 | 880 | 880
2018-12-14 20:30 | 837 | 837
2018-12-14 21:00 | 778 | 778
2018-12-14 21:30 | 710 | 703
2018-12-14 22:00 | 649 | 635
2018-12-14 22:30 | 621 | 605
2018-12-14 23:00 | 627 | 610
2018-12-14 23:30 | 541 | 519
2018-12-15 | 478 | 449
2018-12-15 00:30 | 428 | 391
2018-12-15 01:00 | 414 | 369
2018-12-15 01:30 | 431 | 388
2018-12-15 02:00 | 416 | 369
2018-12-15 02:30 | 385 | 331
2018-12-15 03:00 | 376 | 320
2018-12-15 03:30 | 363 | 305
2018-12-15 04:00 | 349 | 286
2018-12-15 04:30 | 365 | 306
2018-12-15 05:00 | 379 | 324
2018-12-15 05:30 | 383 | 329
2018-12-15 06:00 | 388 | 336
2018-12-15 06:30 | 376 | 329
2018-12-15 07:00 | 317 | 281
2018-12-15 07:30 | 307 | 280
2018-12-15 08:00 | 331 | 315
2018-12-15 08:30 | 351 | 337
2018-12-15 09:00 | 354 | 341
2018-12-15 09:30 | 359 | 348
2018-12-15 10:00 | 383 | 373
2018-12-15 10:30 | 384 | 375
2018-12-15 11:00 | 361 | 350
2018-12-15 11:30 | 419 | 414
2018-12-15 12:00 | 419 | 415
2018-12-15 12:30 | 432 | 428
2018-12-15 13:00 | 463 | 460
2018-12-15 13:30 | 504 | 502
2018-12-15 14:00 | 538 | 536
2018-12-15 14:30 | 559 | 557
2018-12-15 15:00 | 595 | 594
2018-12-15 15:30 | 559 | 558
2018-12-15 16:00 | 603 | 602
2018-12-15 16:30 | 661 | 660
2018-12-15 17:00 | 736 | 735
2018-12-15 17:30 | 778 | 778
2018-12-15 18:00 | 777 | 776
2018-12-15 18:30 | 771 | 770
2018-12-15 19:00 | 786 | 785
2018-12-15 19:30 | 759 | 758
2018-12-15 20:00 | 738 | 737
2018-12-15 20:30 | 676 | 674
2018-12-15 21:00 | 617 | 615
2018-12-15 21:30 | 602 | 596
2018-12-15 22:00 | 568 | 556
2018-12-15 22:30 | 581 | 568
2018-12-15 23:00 | 606 | 589
2018-12-15 23:30 | 527 | 503
2018-12-16 | 463 | 433
2018-12-16 00:30 | 417 | 380
2018-12-16 01:00 | 357 | 310
2018-12-16 01:30 | 355 | 308
2018-12-16 02:00 | 354 | 308
2018-12-16 02:30 | 345 | 296
2018-12-16 03:00 | 350 | 301
2018-12-16 03:30 | 343 | 292
2018-12-16 04:00 | 344 | 293
2018-12-16 04:30 | 363 | 317
2018-12-16 05:00 | 379 | 335
2018-12-16 05:30 | 396 | 354
2018-12-16 06:00 | 387 | 345
2018-12-16 06:30 | 367 | 322
2018-12-16 07:00 | 373 | 331
2018-12-16 07:30 | 361 | 330
2018-12-16 08:00 | 391 | 362
2018-12-16 08:30 | 428 | 410
2018-12-16 09:00 | 466 | 453
2018-12-16 09:30 | 530 | 521
2018-12-16 10:00 | 557 | 551
2018-12-16 10:30 | 513 | 506
2018-12-16 11:00 | 476 | 468
2018-12-16 11:30 | 473 | 464
2018-12-16 12:00 | 432 | 421
2018-12-16 12:30 | 431 | 420
2018-12-16 13:00 | 404 | 392
2018-12-16 13:30 | 379 | 365
2018-12-16 14:00 | 390 | 376
2018-12-16 14:30 | 378 | 368
2018-12-16 15:00 | 356 | 345
2018-12-16 15:30 | 360 | 350
2018-12-16 16:00 | 385 | 376
2018-12-16 16:30 | 417 | 409
2018-12-16 17:00 | 449 | 442
2018-12-16 17:30 | 484 | 478
2018-12-16 18:00 | 487 | 481
2018-12-16 18:30 | 500 | 495
2018-12-16 19:00 | 547 | 544
2018-12-16 19:30 | 524 | 519
2018-12-16 20:00 | 515 | 510
2018-12-16 20:30 | 492 | 486
2018-12-16 21:00 | 443 | 434
2018-12-16 21:30 | 419 | 403
2018-12-16 22:00 | 426 | 398
2018-12-16 22:30 | 436 | 410
2018-12-16 23:00 | 457 | 434
2018-12-16 23:30 | 399 | 371
2018-12-17 | 352 | 313
2018-12-17 00:30 | 329 | 279
2018-12-17 01:00 | 321 | 256
2018-12-17 01:30 | 327 | 259
2018-12-17 02:00 | 336 | 269
2018-12-17 02:30 | 361 | 301
2018-12-17 03:00 | 349 | 287
2018-12-17 03:30 | 353 | 292
2018-12-17 04:00 | 356 | 298
2018-12-17 04:30 | 380 | 328
2018-12-17 05:00 | 439 | 397
2018-12-17 05:30 | 419 | 374
2018-12-17 06:00 | 416 | 380
2018-12-17 06:30 | 373 | 350
2018-12-17 07:00 | 386 | 368
2018-12-17 07:30 | 477 | 465
2018-12-17 08:00 | 505 | 496
2018-12-17 08:30 | 552 | 544
2018-12-17 09:00 | 540 | 532
2018-12-17 09:30 | 483 | 473
2018-12-17 10:00 | 455 | 441
2018-12-17 10:30 | 397 | 380
2018-12-17 11:00 | 332 | 319
2018-12-17 11:30 | 367 | 353
2018-12-17 12:00 | 369 | 355
2018-12-17 12:30 | 389 | 377
2018-12-17 13:00 | 415 | 404
2018-12-17 13:30 | 432 | 423
2018-12-17 14:00 | 439 | 430
2018-12-17 14:30 | 457 | 448
2018-12-17 15:00 | 506 | 500
2018-12-17 15:30 | 546 | 540
2018-12-17 16:00 | 532 | 525
2018-12-17 16:30 | 559 | 552
2018-12-17 17:00 | 608 | 603
2018-12-17 17:30 | 611 | 606
2018-12-17 18:00 | 648 | 646
2018-12-17 18:30 | 689 | 688
2018-12-17 19:00 | 766 | 765
2018-12-17 19:30 | 784 | 784
2018-12-17 20:00 | 768 | 767
2018-12-17 20:30 | 729 | 728
2018-12-17 21:00 | 641 | 638
2018-12-17 21:30 | 603 | 596
2018-12-17 22:00 | 529 | 513
2018-12-17 22:30 | 531 | 514
2018-12-17 23:00 | 559 | 542
2018-12-17 23:30 | 495 | 469
2018-12-18 | 416 | 378
2018-12-18 00:30 | 414 | 365
2018-12-18 01:00 | 382 | 328
2018-12-18 01:30 | 378 | 323
2018-12-18 02:00 | 383 | 328
2018-12-18 02:30 | 376 | 319
2018-12-18 03:00 | 385 | 330
2018-12-18 03:30 | 371 | 313
2018-12-18 04:00 | 368 | 310
2018-12-18 04:30 | 365 | 307
2018-12-18 05:00 | 384 | 331
2018-12-18 05:30 | 352 | 299
2018-12-18 06:00 | 371 | 330
2018-12-18 06:30 | 408 | 381
2018-12-18 07:00 | 413 | 398
2018-12-18 07:30 | 438 | 429
2018-12-18 08:00 | 443 | 435
2018-12-18 08:30 | 464 | 457
2018-12-18 09:00 | 481 | 475
2018-12-18 09:30 | 484 | 478
2018-12-18 10:00 | 426 | 419
2018-12-18 10:30 | 418 | 409
2018-12-18 11:00 | 400 | 391
2018-12-18 11:30 | 421 | 412
2018-12-18 12:00 | 433 | 425
2018-12-18 12:30 | 455 | 447
2018-12-18 13:00 | 486 | 475
2018-12-18 13:30 | 501 | 490
2018-12-18 14:00 | 524 | 514
2018-12-18 14:30 | 546 | 537
2018-12-18 15:00 | 576 | 568
2018-12-18 15:30 | 619 | 613
2018-12-18 16:00 | 740 | 736
2018-12-18 16:30 | 798 | 795
2018-12-18 17:00 | 898 | 897
2018-12-18 17:30 | 939 | 938
2018-12-18 18:00 | 977 | 976
2018-12-18 18:30 | 968 | 967
2018-12-18 19:00 | 981 | 980
2018-12-18 19:30 | 967 | 966
2018-12-18 20:00 | 868 | 867
2018-12-18 20:30 | 859 | 858
2018-12-18 21:00 | 836 | 835
2018-12-18 21:30 | 741 | 735
2018-12-18 22:00 | 691 | 683
2018-12-18 22:30 | 660 | 649
2018-12-18 23:00 | 631 | 620
2018-12-18 23:30 | 551 | 536
2018-12-19 | 481 | 460
2018-12-19 00:30 | 451 | 420
2018-12-19 01:00 | 434 | 390
2018-12-19 01:30 | 434 | 389
2018-12-19 02:00 | 451 | 409
2018-12-19 02:30 | 432 | 387
2018-12-19 03:00 | 424 | 377
2018-12-19 03:30 | 430 | 383
2018-12-19 04:00 | 425 | 378
2018-12-19 04:30 | 417 | 360
2018-12-19 05:00 | 409 | 349
2018-12-19 05:30 | 380 | 329
2018-12-19 06:00 | 386 | 348
2018-12-19 06:30 | 365 | 343
2018-12-19 07:00 | 361 | 341
2018-12-19 07:30 | 434 | 424
2018-12-19 08:00 | 438 | 429
2018-12-19 08:30 | 488 | 481
2018-12-19 09:00 | 491 | 485
2018-12-19 09:30 | 403 | 401
2018-12-19 10:00 | 369 | 368
2018-12-19 10:30 | 349 | 347
2018-12-19 11:00 | 347 | 345
2018-12-19 11:30 | 344 | 342
2018-12-19 12:00 | 354 | 352
2018-12-19 12:30 | 368 | 367
2018-12-19 13:00 | 373 | 372
2018-12-19 13:30 | 375 | 374
2018-12-19 14:00 | 407 | 407
2018-12-19 14:30 | 449 | 446
2018-12-19 15:00 | 505 | 498
2018-12-19 15:30 | 520 | 510
2018-12-19 16:00 | 611 | 603
2018-12-19 16:30 | 654 | 648
2018-12-19 17:00 | 717 | 713
2018-12-19 17:30 | 750 | 746
2018-12-19 18:00 | 791 | 788
2018-12-19 18:30 | 764 | 760
2018-12-19 19:00 | 762 | 758
2018-12-19 19:30 | 802 | 799
2018-12-19 20:00 | 800 | 796
2018-12-19 20:30 | 778 | 774
2018-12-19 21:00 | 713 | 708
2018-12-19 21:30 | 633 | 629
2018-12-19 22:00 | 604 | 593
2018-12-19 22:30 | 659 | 649
2018-12-19 23:00 | 655 | 644
2018-12-19 23:30 | 522 | 505
2018-12-20 | 476 | 457
2018-12-20 00:30 | 484 | 463
2018-12-20 01:00 | 446 | 423
2018-12-20 01:30 | 473 | 449
2018-12-20 02:00 | 515 | 494
2018-12-20 02:30 | 543 | 525
2018-12-20 03:00 | 530 | 511
2018-12-20 03:30 | 509 | 489
2018-12-20 04:00 | 514 | 493
2018-12-20 04:30 | 470 | 447
2018-12-20 05:00 | 496 | 475
2018-12-20 05:30 | 470 | 448
2018-12-20 06:00 | 432 | 413
2018-12-20 06:30 | 406 | 389
2018-12-20 07:00 | 411 | 397
2018-12-20 07:30 | 503 | 496
2018-12-20 08:00 | 422 | 420
2018-12-20 08:30 | 392 | 390
2018-12-20 09:00 | 446 | 442
2018-12-20 09:30 | 524 | 519
2018-12-20 10:00 | 493 | 487
2018-12-20 10:30 | 476 | 470
2018-12-20 11:00 | 446 | 437
2018-12-20 11:30 | 494 | 486
2018-12-20 12:00 | 603 | 598
2018-12-20 12:30 | 585 | 579
2018-12-20 13:00 | 641 | 637
2018-12-20 13:30 | 649 | 646
2018-12-20 14:00 | 649 | 646
2018-12-20 14:30 | 667 | 663
2018-12-20 15:00 | 636 | 632
2018-12-20 15:30 | 588 | 582
2018-12-20 16:00 | 767 | 766
2018-12-20 16:30 | 890 | 890
2018-12-20 17:00 | 897 | 897
2018-12-20 17:30 | 980 | 980
2018-12-20 18:00 | 1051 | 1051
2018-12-20 18:30 | 1039 | 1038
2018-12-20 19:00 | 999 | 999
2018-12-20 19:30 | 1004 | 1004
2018-12-20 20:00 | 941 | 941
2018-12-20 20:30 | 925 | 925
2018-12-20 21:00 | 856 | 856
2018-12-20 21:30 | 750 | 748
2018-12-20 22:00 | 723 | 718
2018-12-20 22:30 | 804 | 800
2018-12-20 23:00 | 803 | 799
2018-12-20 23:30 | 680 | 673
2018-12-21 | 605 | 594
2018-12-21 00:30 | 580 | 567
2018-12-21 01:00 | 535 | 520
2018-12-21 01:30 | 524 | 509
2018-12-21 02:00 | 551 | 536
2018-12-21 02:30 | 553 | 537
2018-12-21 03:00 | 522 | 499
2018-12-21 03:30 | 515 | 492
2018-12-21 04:00 | 482 | 456
2018-12-21 04:30 | 497 | 472
2018-12-21 05:00 | 516 | 493
2018-12-21 05:30 | 500 | 476
2018-12-21 06:00 | 443 | 427
2018-12-21 06:30 | 465 | 461
2018-12-21 07:00 | 498 | 494
2018-12-21 07:30 | 530 | 527
2018-12-21 08:00 | 532 | 530
2018-12-21 08:30 | 587 | 585
2018-12-21 09:00 | 621 | 621
2018-12-21 09:30 | 626 | 623
2018-12-21 10:00 | 674 | 672
2018-12-21 10:30 | 720 | 718
2018-12-21 11:00 | 693 | 692
2018-12-21 11:30 | 754 | 753
2018-12-21 12:00 | 765 | 764
2018-12-21 12:30 | 798 | 797
2018-12-21 13:00 | 822 | 822
2018-12-21 13:30 | 860 | 860
2018-12-21 14:00 | 912 | 911
2018-12-21 14:30 | 968 | 968
2018-12-21 15:00 | 1008 | 1008
2018-12-21 15:30 | 1055 | 1055
2018-12-21 16:00 | 1117 | 1117
2018-12-21 16:30 | 1080 | 1080
2018-12-21 17:00 | 1088 | 1088
2018-12-21 17:30 | 1042 | 1042
2018-12-21 18:00 | 974 | 974
2018-12-21 18:30 | 882 | 882
2018-12-21 19:00 | 853 | 853
2018-12-21 19:30 | 789 | 788
2018-12-21 20:00 | 718 | 717
2018-12-21 20:30 | 735 | 734
2018-12-21 21:00 | 743 | 741
2018-12-21 21:30 | 708 | 697
2018-12-21 22:00 | 660 | 645
2018-12-21 22:30 | 651 | 634
2018-12-21 23:00 | 642 | 626
2018-12-21 23:30 | 562 | 542
2018-12-22 | 557 | 535
2018-12-22 00:30 | 601 | 581
2018-12-22 01:00 | 583 | 562
2018-12-22 01:30 | 577 | 555
2018-12-22 02:00 | 595 | 572
2018-12-22 02:30 | 560 | 535
2018-12-22 03:00 | 493 | 462
2018-12-22 03:30 | 495 | 464
2018-12-22 04:00 | 484 | 451
2018-12-22 04:30 | 494 | 463
2018-12-22 05:00 | 519 | 490
2018-12-22 05:30 | 498 | 467
2018-12-22 06:00 | 462 | 428
2018-12-22 06:30 | 457 | 424
2018-12-22 07:00 | 460 | 429
2018-12-22 07:30 | 454 | 425
2018-12-22 08:00 | 491 | 466
2018-12-22 08:30 | 536 | 517
2018-12-22 09:00 | 554 | 540
2018-12-22 09:30 | 549 | 535
2018-12-22 10:00 | 536 | 526
2018-12-22 10:30 | 531 | 521
2018-12-22 11:00 | 599 | 591
2018-12-22 11:30 | 606 | 601
2018-12-22 12:00 | 656 | 653
2018-12-22 12:30 | 746 | 743
2018-12-22 13:00 | 798 | 796
2018-12-22 13:30 | 818 | 817
2018-12-22 14:00 | 840 | 839
2018-12-22 14:30 | 892 | 891
2018-12-22 15:00 | 883 | 882
2018-12-22 15:30 | 929 | 928
2018-12-22 16:00 | 974 | 974
2018-12-22 16:30 | 962 | 961
2018-12-22 17:00 | 971 | 970
2018-12-22 17:30 | 917 | 917
2018-12-22 18:00 | 833 | 832
2018-12-22 18:30 | 800 | 798
2018-12-22 19:00 | 805 | 803
2018-12-22 19:30 | 759 | 756
2018-12-22 20:00 | 700 | 697
2018-12-22 20:30 | 664 | 660
2018-12-22 21:00 | 641 | 636
2018-12-22 21:30 | 568 | 558
2018-12-22 22:00 | 536 | 519
2018-12-22 22:30 | 606 | 592
2018-12-22 23:00 | 620 | 602
2018-12-22 23:30 | 539 | 514
2018-12-23 | 439 | 404
2018-12-23 00:30 | 446 | 411
2018-12-23 01:00 | 459 | 421
2018-12-23 01:30 | 469 | 426
2018-12-23 02:00 | 487 | 445
2018-12-23 02:30 | 500 | 460
2018-12-23 03:00 | 502 | 461
2018-12-23 03:30 | 486 | 443
2018-12-23 04:00 | 480 | 436
2018-12-23 04:30 | 472 | 427
2018-12-23 05:00 | 458 | 410
2018-12-23 05:30 | 450 | 389
2018-12-23 06:00 | 414 | 350
2018-12-23 06:30 | 387 | 330
2018-12-23 07:00 | 313 | 258
2018-12-23 07:30 | 280 | 229
2018-12-23 08:00 | 255 | 195
2018-12-23 08:30 | 269 | 216
2018-12-23 09:00 | 299 | 256
2018-12-23 09:30 | 280 | 236
2018-12-23 10:00 | 249 | 210
2018-12-23 10:30 | 260 | 224
2018-12-23 11:00 | 270 | 237
2018-12-23 11:30 | 268 | 235
2018-12-23 12:00 | 274 | 243
2018-12-23 12:30 | 288 | 258
2018-12-23 13:00 | 306 | 279
2018-12-23 13:30 | 297 | 269
2018-12-23 14:00 | 294 | 266
2018-12-23 14:30 | 348 | 327
2018-12-23 15:00 | 430 | 414
2018-12-23 15:30 | 480 | 466
2018-12-23 16:00 | 535 | 524
2018-12-23 16:30 | 500 | 488
2018-12-23 17:00 | 498 | 485
2018-12-23 17:30 | 480 | 466
2018-12-23 18:00 | 509 | 497
2018-12-23 18:30 | 528 | 516
2018-12-23 19:00 | 570 | 561
2018-12-23 19:30 | 602 | 595
2018-12-23 20:00 | 570 | 564
2018-12-23 20:30 | 562 | 556
2018-12-23 21:00 | 537 | 529
2018-12-23 21:30 | 487 | 469
2018-12-23 22:00 | 487 | 465
2018-12-23 22:30 | 553 | 535
2018-12-23 23:00 | 585 | 568
2018-12-23 23:30 | 555 | 536
2018-12-24 | 493 | 469
2018-12-24 00:30 | 491 | 459
2018-12-24 01:00 | 485 | 444
2018-12-24 01:30 | 504 | 465
2018-12-24 02:00 | 506 | 466
2018-12-24 02:30 | 470 | 425
2018-12-24 03:00 | 464 | 415
2018-12-24 03:30 | 483 | 427
2018-12-24 04:00 | 473 | 418
2018-12-24 04:30 | 434 | 383
2018-12-24 05:00 | 431 | 380
2018-12-24 05:30 | 423 | 368
2018-12-24 06:00 | 398 | 346
2018-12-24 06:30 | 417 | 371
2018-12-24 07:00 | 394 | 348
2018-12-24 07:30 | 367 | 328
2018-12-24 08:00 | 358 | 326
2018-12-24 08:30 | 362 | 332
2018-12-24 09:00 | 388 | 368
2018-12-24 09:30 | 430 | 415
2018-12-24 10:00 | 411 | 393
2018-12-24 10:30 | 332 | 307
2018-12-24 11:00 | 346 | 323
2018-12-24 11:30 | 335 | 311
2018-12-24 12:00 | 299 | 270
2018-12-24 12:30 | 294 | 264
2018-12-24 13:00 | 297 | 268
2018-12-24 13:30 | 280 | 248
2018-12-24 14:00 | 295 | 266
2018-12-24 14:30 | 297 | 268
2018-12-24 15:00 | 335 | 311
2018-12-24 15:30 | 357 | 335
2018-12-24 16:00 | 418 | 402
2018-12-24 16:30 | 422 | 408
2018-12-24 17:00 | 493 | 485
2018-12-24 17:30 | 515 | 507
2018-12-24 18:00 | 532 | 525
2018-12-24 18:30 | 555 | 548
2018-12-24 19:00 | 573 | 566
2018-12-24 19:30 | 588 | 581
2018-12-24 20:00 | 581 | 574
2018-12-24 20:30 | 575 | 569
2018-12-24 21:00 | 557 | 548
2018-12-24 21:30 | 558 | 546
2018-12-24 22:00 | 546 | 531
2018-12-24 22:30 | 574 | 558
2018-12-24 23:00 | 634 | 610
2018-12-24 23:30 | 554 | 524
2018-12-25 | 479 | 441
2018-12-25 00:30 | 421 | 375
2018-12-25 01:00 | 357 | 296
2018-12-25 01:30 | 335 | 266
2018-12-25 02:00 | 340 | 254
2018-12-25 02:30 | 332 | 241
2018-12-25 03:00 | 316 | 214
2018-12-25 03:30 | 315 | 211
2018-12-25 04:00 | 313 | 208
2018-12-25 04:30 | 319 | 218
2018-12-25 05:00 | 319 | 216
2018-12-25 05:30 | 324 | 219
2018-12-25 06:00 | 317 | 209
2018-12-25 06:30 | 305 | 191
2018-12-25 07:00 | 282 | 154
2018-12-25 07:30 | 276 | 154
2018-12-25 08:00 | 235 | 108
2018-12-25 08:30 | 250 | 151
2018-12-25 09:00 | 249 | 146
2018-12-25 09:30 | 253 | 159
2018-12-25 10:00 | 266 | 183
2018-12-25 10:30 | 272 | 191
2018-12-25 11:00 | 274 | 203
2018-12-25 11:30 | 256 | 189
2018-12-25 12:00 | 225 | 142
2018-12-25 12:30 | 233 | 155
2018-12-25 13:00 | 201 | 97
2018-12-25 13:30 | 195 | 96
2018-12-25 14:00 | 224 | 141
2018-12-25 14:30 | 245 | 171
2018-12-25 15:00 | 256 | 188
2018-12-25 15:30 | 272 | 211
2018-12-25 16:00 | 242 | 187
2018-12-25 16:30 | 260 | 229
2018-12-25 17:00 | 236 | 200
2018-12-25 17:30 | 254 | 220
2018-12-25 18:00 | 302 | 276
2018-12-25 18:30 | 383 | 364
2018-12-25 19:00 | 433 | 419
2018-12-25 19:30 | 452 | 439
2018-12-25 20:00 | 464 | 452
2018-12-25 20:30 | 443 | 429
2018-12-25 21:00 | 442 | 422
2018-12-25 21:30 | 464 | 428
2018-12-25 22:00 | 459 | 413
2018-12-25 22:30 | 497 | 457
2018-12-25 23:00 | 490 | 449
2018-12-25 23:30 | 475 | 430
2018-12-26 | 430 | 375
2018-12-26 00:30 | 417 | 357
2018-12-26 01:00 | 389 | 320
2018-12-26 01:30 | 369 | 292
2018-12-26 02:00 | 376 | 301
2018-12-26 02:30 | 367 | 291
2018-12-26 03:00 | 375 | 299
2018-12-26 03:30 | 377 | 302
2018-12-26 04:00 | 363 | 282
2018-12-26 04:30 | 342 | 253
2018-12-26 05:00 | 349 | 260
2018-12-26 05:30 | 344 | 252
2018-12-26 06:00 | 367 | 286
2018-12-26 06:30 | 361 | 281
2018-12-26 07:00 | 332 | 243
2018-12-26 07:30 | 287 | 198
2018-12-26 08:00 | 243 | 165
2018-12-26 08:30 | 239 | 182
2018-12-26 09:00 | 246 | 194
2018-12-26 09:30 | 281 | 240
2018-12-26 10:00 | 257 | 208
2018-12-26 10:30 | 246 | 195
2018-12-26 11:00 | 251 | 202
2018-12-26 11:30 | 231 | 179
2018-12-26 12:00 | 194 | 130
2018-12-26 12:30 | 193 | 128
2018-12-26 13:00 | 187 | 117
2018-12-26 13:30 | 199 | 138
2018-12-26 14:00 | 200 | 140
2018-12-26 14:30 | 199 | 140
2018-12-26 15:00 | 217 | 163
2018-12-26 15:30 | 250 | 205
2018-12-26 16:00 | 256 | 214
2018-12-26 16:30 | 247 | 210
2018-12-26 17:00 | 285 | 260
2018-12-26 17:30 | 304 | 281
2018-12-26 18:00 | 335 | 316
2018-12-26 18:30 | 367 | 348
2018-12-26 19:00 | 450 | 437
2018-12-26 19:30 | 496 | 485
2018-12-26 20:00 | 491 | 481
2018-12-26 20:30 | 489 | 478
2018-12-26 21:00 | 522 | 511
2018-12-26 21:30 | 509 | 495
2018-12-26 22:00 | 502 | 486
2018-12-26 22:30 | 549 | 536
2018-12-26 23:00 | 560 | 544
2018-12-26 23:30 | 509 | 481
2018-12-27 | 427 | 385
2018-12-27 00:30 | 403 | 347
2018-12-27 01:00 | 361 | 292
2018-12-27 01:30 | 347 | 270
2018-12-27 02:00 | 359 | 285
2018-12-27 02:30 | 385 | 319
2018-12-27 03:00 | 416 | 356
2018-12-27 03:30 | 428 | 370
2018-12-27 04:00 | 448 | 393
2018-12-27 04:30 | 447 | 393
2018-12-27 05:00 | 465 | 414
2018-12-27 05:30 | 473 | 423
2018-12-27 06:00 | 453 | 401
2018-12-27 06:30 | 453 | 402
2018-12-27 07:00 | 420 | 372
2018-12-27 07:30 | 366 | 317
2018-12-27 08:00 | 289 | 234
2018-12-27 08:30 | 229 | 178
2018-12-27 09:00 | 184 | 141
2018-12-27 09:30 | 183 | 144
2018-12-27 10:00 | 181 | 139
2018-12-27 10:30 | 156 | 116
2018-12-27 11:00 | 157 | 125
2018-12-27 11:30 | 178 | 149
2018-12-27 12:00 | 201 | 173
2018-12-27 12:30 | 214 | 188
2018-12-27 13:00 | 205 | 179
2018-12-27 13:30 | 227 | 205
2018-12-27 14:00 | 239 | 219
2018-12-27 14:30 | 249 | 230
2018-12-27 15:00 | 264 | 246
2018-12-27 15:30 | 288 | 273
2018-12-27 16:00 | 319 | 305
2018-12-27 16:30 | 297 | 281
2018-12-27 17:00 | 369 | 358
2018-12-27 17:30 | 400 | 391
2018-12-27 18:00 | 442 | 435
2018-12-27 18:30 | 492 | 486
2018-12-27 19:00 | 590 | 586
2018-12-27 19:30 | 645 | 642
2018-12-27 20:00 | 650 | 648
2018-12-27 20:30 | 646 | 643
2018-12-27 21:00 | 623 | 619
2018-12-27 21:30 | 592 | 584
2018-12-27 22:00 | 636 | 625
2018-12-27 22:30 | 596 | 584
2018-12-27 23:00 | 561 | 548
2018-12-27 23:30 | 512 | 495
2018-12-28 | 474 | 450
2018-12-28 00:30 | 426 | 388
2018-12-28 01:00 | 393 | 344
2018-12-28 01:30 | 381 | 329
2018-12-28 02:00 | 385 | 332
2018-12-28 02:30 | 398 | 348
2018-12-28 03:00 | 414 | 367
2018-12-28 03:30 | 412 | 367
2018-12-28 04:00 | 417 | 370
2018-12-28 04:30 | 430 | 375
2018-12-28 05:00 | 433 | 376
2018-12-28 05:30 | 402 | 350
2018-12-28 06:00 | 334 | 283
2018-12-28 06:30 | 314 | 262
2018-12-28 07:00 | 316 | 266
2018-12-28 07:30 | 260 | 218
2018-12-28 08:00 | 249 | 213
2018-12-28 08:30 | 261 | 229
2018-12-28 09:00 | 248 | 214
2018-12-28 09:30 | 249 | 215
2018-12-28 10:00 | 241 | 207
2018-12-28 10:30 | 243 | 217
2018-12-28 11:00 | 231 | 206
2018-12-28 11:30 | 249 | 229
2018-12-28 12:00 | 246 | 225
2018-12-28 12:30 | 235 | 213
2018-12-28 13:00 | 235 | 214
2018-12-28 13:30 | 220 | 195
2018-12-28 14:00 | 233 | 210
2018-12-28 14:30 | 251 | 232
2018-12-28 15:00 | 258 | 239
2018-12-28 15:30 | 264 | 246
2018-12-28 16:00 | 296 | 279
2018-12-28 16:30 | 296 | 279
2018-12-28 17:00 | 322 | 309
2018-12-28 17:30 | 360 | 349
2018-12-28 18:00 | 423 | 414
2018-12-28 18:30 | 460 | 452
2018-12-28 19:00 | 498 | 491
2018-12-28 19:30 | 507 | 501
2018-12-28 20:00 | 540 | 535
2018-12-28 20:30 | 570 | 566
2018-12-28 21:00 | 539 | 534
2018-12-28 21:30 | 518 | 506
2018-12-28 22:00 | 510 | 494
2018-12-28 22:30 | 575 | 562
2018-12-28 23:00 | 614 | 602
2018-12-28 23:30 | 555 | 540
2018-12-29 | 479 | 453
2018-12-29 00:30 | 396 | 359
2018-12-29 01:00 | 401 | 357
2018-12-29 01:30 | 413 | 360
2018-12-29 02:00 | 450 | 396
2018-12-29 02:30 | 468 | 415
2018-12-29 03:00 | 475 | 424
2018-12-29 03:30 | 462 | 408
2018-12-29 04:00 | 432 | 372
2018-12-29 04:30 | 467 | 413
2018-12-29 05:00 | 472 | 419
2018-12-29 05:30 | 498 | 450
2018-12-29 06:00 | 383 | 311
2018-12-29 06:30 | 353 | 274
2018-12-29 07:00 | 324 | 251
2018-12-29 07:30 | 316 | 254
2018-12-29 08:00 | 289 | 241
2018-12-29 08:30 | 292 | 247
2018-12-29 09:00 | 271 | 224
2018-12-29 09:30 | 239 | 200
2018-12-29 10:00 | 236 | 198
2018-12-29 10:30 | 204 | 171
2018-12-29 11:00 | 250 | 218
2018-12-29 11:30 | 210 | 161
2018-12-29 12:00 | 200 | 152
2018-12-29 12:30 | 211 | 168
2018-12-29 13:00 | 201 | 163
2018-12-29 13:30 | 224 | 188
2018-12-29 14:00 | 256 | 228
2018-12-29 14:30 | 291 | 268
2018-12-29 15:00 | 333 | 314
2018-12-29 15:30 | 394 | 373
2018-12-29 16:00 | 442 | 425
2018-12-29 16:30 | 438 | 421
2018-12-29 17:00 | 513 | 500
2018-12-29 17:30 | 556 | 545
2018-12-29 18:00 | 585 | 576
2018-12-29 18:30 | 635 | 626
2018-12-29 19:00 | 713 | 706
2018-12-29 19:30 | 728 | 722
2018-12-29 20:00 | 723 | 717
2018-12-29 20:30 | 662 | 654
2018-12-29 21:00 | 610 | 600
2018-12-29 21:30 | 628 | 619
2018-12-29 22:00 | 589 | 577
2018-12-29 22:30 | 547 | 533
2018-12-29 23:00 | 607 | 592
2018-12-29 23:30 | 602 | 585
2018-12-30 | 546 | 527
2018-12-30 00:30 | 504 | 480
2018-12-30 01:00 | 452 | 416
2018-12-30 01:30 | 445 | 407
2018-12-30 02:00 | 445 | 407
2018-12-30 02:30 | 451 | 413
2018-12-30 03:00 | 444 | 405
2018-12-30 03:30 | 457 | 420
2018-12-30 04:00 | 477 | 441
2018-12-30 04:30 | 535 | 505
2018-12-30 05:00 | 562 | 534
2018-12-30 05:30 | 525 | 493
2018-12-30 06:00 | 505 | 472
2018-12-30 06:30 | 464 | 428
2018-12-30 07:00 | 382 | 334
2018-12-30 07:30 | 365 | 318
2018-12-30 08:00 | 334 | 303
2018-12-30 08:30 | 332 | 303
2018-12-30 09:00 | 285 | 249
2018-12-30 09:30 | 251 | 211
2018-12-30 10:00 | 225 | 190
2018-12-30 10:30 | 233 | 203
2018-12-30 11:00 | 226 | 198
2018-12-30 11:30 | 236 | 218
2018-12-30 12:00 | 229 | 210
2018-12-30 12:30 | 215 | 193
2018-12-30 13:00 | 209 | 185
2018-12-30 13:30 | 248 | 230
2018-12-30 14:00 | 245 | 228
2018-12-30 14:30 | 273 | 259
2018-12-30 15:00 | 280 | 267
2018-12-30 15:30 | 329 | 320
2018-12-30 16:00 | 437 | 432
2018-12-30 16:30 | 499 | 495
2018-12-30 17:00 | 593 | 591
2018-12-30 17:30 | 660 | 658
2018-12-30 18:00 | 707 | 706
2018-12-30 18:30 | 757 | 755
2018-12-30 19:00 | 793 | 792
2018-12-30 19:30 | 827 | 826
2018-12-30 20:00 | 801 | 800
2018-12-30 20:30 | 812 | 811
2018-12-30 21:00 | 763 | 761
2018-12-30 21:30 | 696 | 690
2018-12-30 22:00 | 636 | 626
2018-12-30 22:30 | 664 | 654
2018-12-30 23:00 | 677 | 668
2018-12-30 23:30 | 583 | 570
2018-12-31 | 497 | 480
2018-12-31 00:30 | 457 | 434
2018-12-31 01:00 | 435 | 402
2018-12-31 01:30 | 440 | 398
2018-12-31 02:00 | 452 | 411
2018-12-31 02:30 | 444 | 401
2018-12-31 03:00 | 463 | 422
2018-12-31 03:30 | 468 | 428
2018-12-31 04:00 | 472 | 432
2018-12-31 04:30 | 465 | 425
2018-12-31 05:00 | 441 | 397
2018-12-31 05:30 | 409 | 360
2018-12-31 06:00 | 410 | 364
2018-12-31 06:30 | 415 | 372
2018-12-31 07:00 | 403 | 361
2018-12-31 07:30 | 349 | 320
2018-12-31 08:00 | 367 | 341
2018-12-31 08:30 | 397 | 374
2018-12-31 09:00 | 388 | 364
2018-12-31 09:30 | 335 | 314
2018-12-31 10:00 | 323 | 307
2018-12-31 10:30 | 320 | 304
2018-12-31 11:00 | 247 | 224
2018-12-31 11:30 | 237 | 212
2018-12-31 12:00 | 245 | 222
2018-12-31 12:30 | 252 | 231
2018-12-31 13:00 | 266 | 247
2018-12-31 13:30 | 274 | 257
2018-12-31 14:00 | 322 | 309
2018-12-31 14:30 | 323 | 310
2018-12-31 15:00 | 365 | 355
2018-12-31 15:30 | 434 | 427
2018-12-31 16:00 | 524 | 520
2018-12-31 16:30 | 645 | 643
2018-12-31 17:00 | 749 | 748
2018-12-31 17:30 | 822 | 821
2018-12-31 18:00 | 830 | 829
2018-12-31 18:30 | 813 | 812
2018-12-31 19:00 | 822 | 820
2018-12-31 19:30 | 830 | 829
2018-12-31 20:00 | 792 | 790
2018-12-31 20:30 | 735 | 732
2018-12-31 21:00 | 642 | 639
2018-12-31 21:30 | 583 | 573
2018-12-31 22:00 | 564 | 551
2018-12-31 22:30 | 613 | 601
2018-12-31 23:00 | 669 | 660
2018-12-31 23:30 | 603 | 590
2019-01-01 | 531 | 515
2019-01-01 00:30 | 495 | 476
2019-01-01 01:00 | 474 | 454
2019-01-01 01:30 | 454 | 433
2019-01-01 02:00 | 444 | 422
2019-01-01 02:30 | 437 | 413
2019-01-01 03:00 | 425 | 400
2019-01-01 03:30 | 435 | 410
2019-01-01 04:00 | 463 | 440
2019-01-01 04:30 | 480 | 451
2019-01-01 05:00 | 468 | 438
2019-01-01 05:30 | 487 | 458
2019-01-01 06:00 | 465 | 434
2019-01-01 06:30 | 460 | 430
2019-01-01 07:00 | 421 | 387
2019-01-01 07:30 | 389 | 352
2019-01-01 08:00 | 368 | 345
2019-01-01 08:30 | 311 | 283
2019-01-01 09:00 | 304 | 282
2019-01-01 09:30 | 302 | 282
2019-01-01 10:00 | 307 | 289
2019-01-01 10:30 | 291 | 271
2019-01-01 11:00 | 281 | 260
2019-01-01 11:30 | 237 | 210
2019-01-01 12:00 | 222 | 195
2019-01-01 12:30 | 214 | 186
2019-01-01 13:00 | 225 | 198
2019-01-01 13:30 | 229 | 202
2019-01-01 14:00 | 255 | 232
2019-01-01 14:30 | 277 | 259
2019-01-01 15:00 | 334 | 321
2019-01-01 15:30 | 402 | 392
2019-01-01 16:00 | 462 | 455
2019-01-01 16:30 | 508 | 503
2019-01-01 17:00 | 580 | 577
2019-01-01 17:30 | 670 | 668
2019-01-01 18:00 | 698 | 696
2019-01-01 18:30 | 714 | 711
2019-01-01 19:00 | 725 | 722
2019-01-01 19:30 | 744 | 742
2019-01-01 20:00 | 751 | 749
2019-01-01 20:30 | 699 | 697
2019-01-01 21:00 | 651 | 647
2019-01-01 21:30 | 595 | 584
2019-01-01 22:00 | 575 | 562
2019-01-01 22:30 | 588 | 576
2019-01-01 23:00 | 614 | 602
2019-01-01 23:30 | 569 | 551
2019-01-02 | 490 | 465
2019-01-02 00:30 | 467 | 439
2019-01-02 01:00 | 456 | 427
2019-01-02 01:30 | 474 | 446
2019-01-02 02:00 | 476 | 447
2019-01-02 02:30 | 459 | 429
2019-01-02 03:00 | 435 | 403
2019-01-02 03:30 | 453 | 421
2019-01-02 04:00 | 469 | 438
2019-01-02 04:30 | 458 | 427
2019-01-02 05:00 | 457 | 426
2019-01-02 05:30 | 421 | 387
2019-01-02 06:00 | 379 | 341
2019-01-02 06:30 | 402 | 378
2019-01-02 07:00 | 371 | 352
2019-01-02 07:30 | 271 | 239
2019-01-02 08:00 | 226 | 197
2019-01-02 08:30 | 275 | 256
2019-01-02 09:00 | 325 | 311
2019-01-02 09:30 | 323 | 310
2019-01-02 10:00 | 281 | 262
2019-01-02 10:30 | 256 | 235
2019-01-02 11:00 | 249 | 227
2019-01-02 11:30 | 284 | 267
2019-01-02 12:00 | 288 | 273
2019-01-02 12:30 | 277 | 259
2019-01-02 13:00 | 280 | 262
2019-01-02 13:30 | 301 | 286
2019-01-02 14:00 | 324 | 312
2019-01-02 14:30 | 384 | 377
2019-01-02 15:00 | 435 | 429
2019-01-02 15:30 | 503 | 499
2019-01-02 16:00 | 587 | 584
2019-01-02 16:30 | 626 | 625
2019-01-02 17:00 | 640 | 639
2019-01-02 17:30 | 657 | 655
2019-01-02 18:00 | 683 | 681
2019-01-02 18:30 | 667 | 664
2019-01-02 19:00 | 697 | 695
2019-01-02 19:30 | 741 | 739
2019-01-02 20:00 | 741 | 739
2019-01-02 20:30 | 680 | 677
2019-01-02 21:00 | 640 | 637
2019-01-02 21:30 | 589 | 581
2019-01-02 22:00 | 560 | 549
2019-01-02 22:30 | 628 | 617
2019-01-02 23:00 | 625 | 614
2019-01-02 23:30 | 569 | 556
2019-01-03 | 512 | 495
2019-01-03 00:30 | 516 | 499
2019-01-03 01:00 | 467 | 447
2019-01-03 01:30 | 445 | 422
2019-01-03 02:00 | 450 | 420
2019-01-03 02:30 | 427 | 395
2019-01-03 03:00 | 436 | 402
2019-01-03 03:30 | 453 | 414
2019-01-03 04:00 | 470 | 433
2019-01-03 04:30 | 483 | 447
2019-01-03 05:00 | 475 | 439
2019-01-03 05:30 | 473 | 436
2019-01-03 06:00 | 443 | 403
2019-01-03 06:30 | 456 | 428
2019-01-03 07:00 | 423 | 399
2019-01-03 07:30 | 383 | 369
2019-01-03 08:00 | 339 | 324
2019-01-03 08:30 | 328 | 312
2019-01-03 09:00 | 354 | 340
2019-01-03 09:30 | 390 | 379
2019-01-03 10:00 | 411 | 402
2019-01-03 10:30 | 368 | 357
2019-01-03 11:00 | 363 | 351
2019-01-03 11:30 | 394 | 385
2019-01-03 12:00 | 394 | 384
2019-01-03 12:30 | 393 | 383
2019-01-03 13:00 | 388 | 378
2019-01-03 13:30 | 418 | 411
2019-01-03 14:00 | 394 | 386
2019-01-03 14:30 | 409 | 402
2019-01-03 15:00 | 433 | 423
2019-01-03 15:30 | 482 | 473
2019-01-03 16:00 | 470 | 461
2019-01-03 16:30 | 516 | 508
2019-01-03 17:00 | 579 | 573
2019-01-03 17:30 | 651 | 646
2019-01-03 18:00 | 705 | 702
2019-01-03 18:30 | 724 | 721
2019-01-03 19:00 | 777 | 776
2019-01-03 19:30 | 778 | 777
2019-01-03 20:00 | 757 | 755
2019-01-03 20:30 | 746 | 745
2019-01-03 21:00 | 762 | 761
2019-01-03 21:30 | 667 | 661
2019-01-03 22:00 | 651 | 643
2019-01-03 22:30 | 693 | 685
2019-01-03 23:00 | 702 | 694
2019-01-03 23:30 | 666 | 656
2019-01-04 | 627 | 615
2019-01-04 00:30 | 602 | 588
2019-01-04 01:00 | 534 | 518
2019-01-04 01:30 | 542 | 525
2019-01-04 02:00 | 561 | 545
2019-01-04 02:30 | 559 | 541
2019-01-04 03:00 | 549 | 525
2019-01-04 03:30 | 609 | 584
2019-01-04 04:00 | 570 | 542
2019-01-04 04:30 | 560 | 530
2019-01-04 05:00 | 576 | 548
2019-01-04 05:30 | 530 | 498
2019-01-04 06:00 | 519 | 491
2019-01-04 06:30 | 468 | 443
2019-01-04 07:00 | 464 | 448
2019-01-04 07:30 | 414 | 402
2019-01-04 08:00 | 344 | 329
2019-01-04 08:30 | 353 | 339
2019-01-04 09:00 | 371 | 359
2019-01-04 09:30 | 341 | 326
2019-01-04 10:00 | 286 | 268
2019-01-04 10:30 | 262 | 243
2019-01-04 11:00 | 247 | 227
2019-01-04 11:30 | 246 | 227
2019-01-04 12:00 | 248 | 229
2019-01-04 12:30 | 235 | 213
2019-01-04 13:00 | 265 | 248
2019-01-04 13:30 | 296 | 282
2019-01-04 14:00 | 299 | 285
2019-01-04 14:30 | 279 | 263
2019-01-04 15:00 | 307 | 293
2019-01-04 15:30 | 344 | 333
2019-01-04 16:00 | 408 | 400
2019-01-04 16:30 | 512 | 508
2019-01-04 17:00 | 564 | 562
2019-01-04 17:30 | 640 | 638
2019-01-04 18:00 | 648 | 646
2019-01-04 18:30 | 663 | 661
2019-01-04 19:00 | 644 | 641
2019-01-04 19:30 | 660 | 658
2019-01-04 20:00 | 655 | 653
2019-01-04 20:30 | 651 | 649
2019-01-04 21:00 | 635 | 632
2019-01-04 21:30 | 606 | 599
2019-01-04 22:00 | 560 | 545
2019-01-04 22:30 | 607 | 593
2019-01-04 23:00 | 621 | 607
2019-01-04 23:30 | 517 | 496
2019-01-05 | 444 | 415
2019-01-05 00:30 | 468 | 440
2019-01-05 01:00 | 488 | 463
2019-01-05 01:30 | 520 | 498
2019-01-05 02:00 | 500 | 475
2019-01-05 02:30 | 466 | 438
2019-01-05 03:00 | 479 | 452
2019-01-05 03:30 | 447 | 417
2019-01-05 04:00 | 451 | 421
2019-01-05 04:30 | 456 | 426
2019-01-05 05:00 | 441 | 409
2019-01-05 05:30 | 389 | 350
2019-01-05 06:00 | 382 | 343
2019-01-05 06:30 | 372 | 333
2019-01-05 07:00 | 324 | 286
2019-01-05 07:30 | 256 | 222
2019-01-05 08:00 | 273 | 241
2019-01-05 08:30 | 284 | 256
2019-01-05 09:00 | 261 | 229
2019-01-05 09:30 | 290 | 262
2019-01-05 10:00 | 312 | 296
2019-01-05 10:30 | 303 | 287
2019-01-05 11:00 | 324 | 315
2019-01-05 11:30 | 313 | 304
2019-01-05 12:00 | 294 | 283
2019-01-05 12:30 | 284 | 273
2019-01-05 13:00 | 316 | 308
2019-01-05 13:30 | 361 | 355
2019-01-05 14:00 | 392 | 388
2019-01-05 14:30 | 498 | 496
2019-01-05 15:00 | 457 | 454
2019-01-05 15:30 | 514 | 512
2019-01-05 16:00 | 541 | 539
2019-01-05 16:30 | 611 | 610
2019-01-05 17:00 | 673 | 673
2019-01-05 17:30 | 685 | 684
2019-01-05 18:00 | 740 | 739
2019-01-05 18:30 | 774 | 773
2019-01-05 19:00 | 746 | 745
2019-01-05 19:30 | 772 | 771
2019-01-05 20:00 | 794 | 793
2019-01-05 20:30 | 749 | 748
2019-01-05 21:00 | 753 | 751
2019-01-05 21:30 | 689 | 683
2019-01-05 22:00 | 622 | 611
2019-01-05 22:30 | 652 | 642
2019-01-05 23:00 | 690 | 677
2019-01-05 23:30 | 644 | 628
2019-01-06 | 604 | 586
2019-01-06 00:30 | 616 | 597
2019-01-06 01:00 | 589 | 568
2019-01-06 01:30 | 546 | 523
2019-01-06 02:00 | 556 | 534
2019-01-06 02:30 | 555 | 532
2019-01-06 03:00 | 553 | 529
2019-01-06 03:30 | 532 | 507
2019-01-06 04:00 | 520 | 495
2019-01-06 04:30 | 495 | 467
2019-01-06 05:00 | 509 | 482
2019-01-06 05:30 | 493 | 465
2019-01-06 06:00 | 500 | 473
2019-01-06 06:30 | 490 | 463
2019-01-06 07:00 | 451 | 421
2019-01-06 07:30 | 443 | 414
2019-01-06 08:00 | 433 | 405
2019-01-06 08:30 | 441 | 415
2019-01-06 09:00 | 467 | 445
2019-01-06 09:30 | 460 | 443
2019-01-06 10:00 | 471 | 455
2019-01-06 10:30 | 505 | 490
2019-01-06 11:00 | 524 | 511
2019-01-06 11:30 | 514 | 500
2019-01-06 12:00 | 549 | 536
2019-01-06 12:30 | 581 | 570
2019-01-06 13:00 | 612 | 602
2019-01-06 13:30 | 628 | 620
2019-01-06 14:00 | 652 | 645
2019-01-06 14:30 | 671 | 665
2019-01-06 15:00 | 712 | 706
2019-01-06 15:30 | 766 | 760
2019-01-06 16:00 | 790 | 788
2019-01-06 16:30 | 806 | 805
2019-01-06 17:00 | 838 | 837
2019-01-06 17:30 | 868 | 868
2019-01-06 18:00 | 913 | 912
2019-01-06 18:30 | 918 | 917
2019-01-06 19:00 | 926 | 926
2019-01-06 19:30 | 940 | 940
2019-01-06 20:00 | 948 | 948
2019-01-06 20:30 | 900 | 899
2019-01-06 21:00 | 870 | 869
2019-01-06 21:30 | 825 | 822
2019-01-06 22:00 | 810 | 804
2019-01-06 22:30 | 806 | 801
2019-01-06 23:00 | 795 | 789
2019-01-06 23:30 | 740 | 733
2019-01-07 | 677 | 667
2019-01-07 00:30 | 655 | 644
2019-01-07 01:00 | 614 | 600
2019-01-07 01:30 | 623 | 609
2019-01-07 02:00 | 617 | 603
2019-01-07 02:30 | 598 | 579
2019-01-07 03:00 | 595 | 575
2019-01-07 03:30 | 587 | 567
2019-01-07 04:00 | 582 | 562
2019-01-07 04:30 | 568 | 547
2019-01-07 05:00 | 547 | 526
2019-01-07 05:30 | 563 | 542
2019-01-07 06:00 | 586 | 572
2019-01-07 06:30 | 632 | 625
2019-01-07 07:00 | 687 | 685
2019-01-07 07:30 | 681 | 678
2019-01-07 08:00 | 691 | 689
2019-01-07 08:30 | 662 | 660
2019-01-07 09:00 | 680 | 678
2019-01-07 09:30 | 670 | 669
2019-01-07 10:00 | 644 | 642
2019-01-07 10:30 | 653 | 651
2019-01-07 11:00 | 645 | 643
2019-01-07 11:30 | 621 | 619
2019-01-07 12:00 | 592 | 590
2019-01-07 12:30 | 629 | 626
2019-01-07 13:00 | 648 | 647
2019-01-07 13:30 | 653 | 651
2019-01-07 14:00 | 741 | 740
2019-01-07 14:30 | 756 | 755
2019-01-07 15:00 | 710 | 708
2019-01-07 15:30 | 721 | 720
2019-01-07 16:00 | 701 | 699
2019-01-07 16:30 | 694 | 692
2019-01-07 17:00 | 703 | 701
2019-01-07 17:30 | 713 | 711
2019-01-07 18:00 | 739 | 737
2019-01-07 18:30 | 757 | 755
2019-01-07 19:00 | 804 | 803
2019-01-07 19:30 | 803 | 802
2019-01-07 20:00 | 774 | 773
2019-01-07 20:30 | 783 | 782
2019-01-07 21:00 | 751 | 749
2019-01-07 21:30 | 726 | 721
2019-01-07 22:00 | 700 | 693
2019-01-07 22:30 | 766 | 761
2019-01-07 23:00 | 776 | 770
2019-01-07 23:30 | 697 | 689
2019-01-08 | 663 | 653
2019-01-08 00:30 | 612 | 600
2019-01-08 01:00 | 539 | 524
2019-01-08 01:30 | 510 | 494
2019-01-08 02:00 | 527 | 511
2019-01-08 02:30 | 541 | 525
2019-01-08 03:00 | 536 | 517
2019-01-08 03:30 | 531 | 509
2019-01-08 04:00 | 509 | 485
2019-01-08 04:30 | 533 | 511
2019-01-08 05:00 | 574 | 555
2019-01-08 05:30 | 588 | 570
2019-01-08 06:00 | 596 | 580
2019-01-08 06:30 | 630 | 620
2019-01-08 07:00 | 633 | 629
2019-01-08 07:30 | 579 | 575
2019-01-08 08:00 | 554 | 550
2019-01-08 08:30 | 567 | 563
2019-01-08 09:00 | 546 | 542
2019-01-08 09:30 | 537 | 533
2019-01-08 10:00 | 531 | 527
2019-01-08 10:30 | 627 | 624
2019-01-08 11:00 | 704 | 702
2019-01-08 11:30 | 723 | 720
2019-01-08 12:00 | 655 | 653
2019-01-08 12:30 | 587 | 584
2019-01-08 13:00 | 555 | 552
2019-01-08 13:30 | 576 | 573
2019-01-08 14:00 | 584 | 577
2019-01-08 14:30 | 590 | 584
2019-01-08 15:00 | 559 | 552
2019-01-08 15:30 | 550 | 543
2019-01-08 16:00 | 626 | 621
2019-01-08 16:30 | 643 | 638
2019-01-08 17:00 | 655 | 649
2019-01-08 17:30 | 669 | 664
2019-01-08 18:00 | 695 | 690
2019-01-08 18:30 | 714 | 712
2019-01-08 19:00 | 722 | 720
2019-01-08 19:30 | 735 | 733
2019-01-08 20:00 | 727 | 725
2019-01-08 20:30 | 680 | 677
2019-01-08 21:00 | 682 | 679
2019-01-08 21:30 | 649 | 643
2019-01-08 22:00 | 629 | 620
2019-01-08 22:30 | 681 | 673
2019-01-08 23:00 | 681 | 673
2019-01-08 23:30 | 638 | 627
2019-01-09 | 608 | 594
2019-01-09 00:30 | 599 | 582
2019-01-09 01:00 | 585 | 566
2019-01-09 01:30 | 601 | 582
2019-01-09 02:00 | 626 | 609
2019-01-09 02:30 | 568 | 548
2019-01-09 03:00 | 584 | 565
2019-01-09 03:30 | 573 | 553
2019-01-09 04:00 | 531 | 509
2019-01-09 04:30 | 505 | 482
2019-01-09 05:00 | 506 | 483
2019-01-09 05:30 | 517 | 496
2019-01-09 06:00 | 525 | 505
2019-01-09 06:30 | 585 | 574
2019-01-09 07:00 | 591 | 587
2019-01-09 07:30 | 579 | 575
2019-01-09 08:00 | 621 | 619
2019-01-09 08:30 | 597 | 595
2019-01-09 09:00 | 598 | 595
2019-01-09 09:30 | 588 | 586
2019-01-09 10:00 | 588 | 584
2019-01-09 10:30 | 589 | 584
2019-01-09 11:00 | 567 | 561
2019-01-09 11:30 | 563 | 558
2019-01-09 12:00 | 559 | 553
2019-01-09 12:30 | 548 | 542
2019-01-09 13:00 | 535 | 528
2019-01-09 13:30 | 574 | 568
2019-01-09 14:00 | 604 | 598
2019-01-09 14:30 | 604 | 598
2019-01-09 15:00 | 619 | 614
2019-01-09 15:30 | 631 | 626
2019-01-09 16:00 | 669 | 665
2019-01-09 16:30 | 709 | 705
2019-01-09 17:00 | 737 | 734
2019-01-09 17:30 | 749 | 745
2019-01-09 18:00 | 798 | 794
2019-01-09 18:30 | 804 | 801
2019-01-09 19:00 | 808 | 806
2019-01-09 19:30 | 813 | 812
2019-01-09 20:00 | 827 | 826
2019-01-09 20:30 | 815 | 814
2019-01-09 21:00 | 755 | 753
2019-01-09 21:30 | 761 | 757
2019-01-09 22:00 | 752 | 746
2019-01-09 22:30 | 752 | 745
2019-01-09 23:00 | 758 | 752
2019-01-09 23:30 | 688 | 678
2019-01-10 | 632 | 618
2019-01-10 00:30 | 589 | 573
2019-01-10 01:00 | 595 | 578
2019-01-10 01:30 | 609 | 591
2019-01-10 02:00 | 611 | 594
2019-01-10 02:30 | 583 | 564
2019-01-10 03:00 | 585 | 566
2019-01-10 03:30 | 592 | 574
2019-01-10 04:00 | 612 | 594
2019-01-10 04:30 | 641 | 625
2019-01-10 05:00 | 617 | 600
2019-01-10 05:30 | 649 | 634
2019-01-10 06:00 | 656 | 643
2019-01-10 06:30 | 670 | 661
2019-01-10 07:00 | 622 | 617
2019-01-10 07:30 | 619 | 616
2019-01-10 08:00 | 625 | 622
2019-01-10 08:30 | 671 | 668
2019-01-10 09:00 | 683 | 681
2019-01-10 09:30 | 632 | 629
2019-01-10 10:00 | 633 | 631
2019-01-10 10:30 | 621 | 619
2019-01-10 11:00 | 611 | 609
2019-01-10 11:30 | 606 | 603
2019-01-10 12:00 | 638 | 634
2019-01-10 12:30 | 661 | 657
2019-01-10 13:00 | 672 | 668
2019-01-10 13:30 | 683 | 679
2019-01-10 14:00 | 690 | 687
2019-01-10 14:30 | 711 | 708
2019-01-10 15:00 | 716 | 713
2019-01-10 15:30 | 750 | 747
2019-01-10 16:00 | 758 | 755
2019-01-10 16:30 | 768 | 766
2019-01-10 17:00 | 794 | 792
2019-01-10 17:30 | 820 | 818
2019-01-10 18:00 | 842 | 840
2019-01-10 18:30 | 855 | 853
2019-01-10 19:00 | 889 | 888
2019-01-10 19:30 | 903 | 902
2019-01-10 20:00 | 903 | 901
2019-01-10 20:30 | 870 | 868
2019-01-10 21:00 | 829 | 826
2019-01-10 21:30 | 774 | 770
2019-01-10 22:00 | 810 | 804
2019-01-10 22:30 | 839 | 834
2019-01-10 23:00 | 838 | 833
2019-01-10 23:30 | 774 | 767
2019-01-11 | 708 | 699
2019-01-11 00:30 | 637 | 626
2019-01-11 01:00 | 579 | 566
2019-01-11 01:30 | 559 | 545
2019-01-11 02:00 | 547 | 532
2019-01-11 02:30 | 539 | 524
2019-01-11 03:00 | 523 | 507
2019-01-11 03:30 | 579 | 565
2019-01-11 04:00 | 581 | 568
2019-01-11 04:30 | 578 | 565
2019-01-11 05:00 | 568 | 555
2019-01-11 05:30 | 531 | 515
2019-01-11 06:00 | 564 | 551
2019-01-11 06:30 | 604 | 593
2019-01-11 07:00 | 654 | 647
2019-01-11 07:30 | 609 | 603
2019-01-11 08:00 | 566 | 561
2019-01-11 08:30 | 579 | 576
2019-01-11 09:00 | 588 | 585
2019-01-11 09:30 | 558 | 555
2019-01-11 10:00 | 495 | 491
2019-01-11 10:30 | 472 | 469
2019-01-11 11:00 | 444 | 442
2019-01-11 11:30 | 425 | 420
2019-01-11 12:00 | 409 | 402
2019-01-11 12:30 | 426 | 420
2019-01-11 13:00 | 419 | 412
2019-01-11 13:30 | 326 | 313
2019-01-11 14:00 | 332 | 319
2019-01-11 14:30 | 377 | 367
2019-01-11 15:00 | 364 | 354
2019-01-11 15:30 | 436 | 429
2019-01-11 16:00 | 566 | 563
2019-01-11 16:30 | 664 | 662
2019-01-11 17:00 | 739 | 738
2019-01-11 17:30 | 740 | 739
2019-01-11 18:00 | 748 | 746
2019-01-11 18:30 | 748 | 747
2019-01-11 19:00 | 749 | 749
2019-01-11 19:30 | 774 | 774
2019-01-11 20:00 | 789 | 789
2019-01-11 20:30 | 780 | 780
2019-01-11 21:00 | 729 | 728
2019-01-11 21:30 | 624 | 619
2019-01-11 22:00 | 636 | 630
2019-01-11 22:30 | 670 | 662
2019-01-11 23:00 | 692 | 684
2019-01-11 23:30 | 708 | 699
2019-01-12 | 627 | 615
2019-01-12 00:30 | 604 | 590
2019-01-12 01:00 | 557 | 542
2019-01-12 01:30 | 529 | 512
2019-01-12 02:00 | 495 | 464
2019-01-12 02:30 | 524 | 493
2019-01-12 03:00 | 518 | 486
2019-01-12 03:30 | 445 | 408
2019-01-12 04:00 | 400 | 357
2019-01-12 04:30 | 406 | 363
2019-01-12 05:00 | 402 | 359
2019-01-12 05:30 | 407 | 364
2019-01-12 06:00 | 406 | 364
2019-01-12 06:30 | 397 | 355
2019-01-12 07:00 | 319 | 272
2019-01-12 07:30 | 292 | 251
2019-01-12 08:00 | 278 | 238
2019-01-12 08:30 | 283 | 250
2019-01-12 09:00 | 307 | 289
2019-01-12 09:30 | 297 | 279
2019-01-12 10:00 | 313 | 295
2019-01-12 10:30 | 279 | 259
2019-01-12 11:00 | 228 | 201
2019-01-12 11:30 | 229 | 202
2019-01-12 12:00 | 232 | 203
2019-01-12 12:30 | 231 | 202
2019-01-12 13:00 | 222 | 191
2019-01-12 13:30 | 243 | 216
2019-01-12 14:00 | 302 | 283
2019-01-12 14:30 | 334 | 318
2019-01-12 15:00 | 337 | 322
2019-01-12 15:30 | 355 | 342
2019-01-12 16:00 | 369 | 358
2019-01-12 16:30 | 375 | 364
2019-01-12 17:00 | 359 | 351
2019-01-12 17:30 | 414 | 412
2019-01-12 18:00 | 434 | 431
2019-01-12 18:30 | 504 | 502
2019-01-12 19:00 | 483 | 481
2019-01-12 19:30 | 502 | 500
2019-01-12 20:00 | 523 | 522
2019-01-12 20:30 | 574 | 572
2019-01-12 21:00 | 568 | 566
2019-01-12 21:30 | 572 | 564
2019-01-12 22:00 | 595 | 584
2019-01-12 22:30 | 658 | 649
2019-01-12 23:00 | 640 | 630
2019-01-12 23:30 | 589 | 576
2019-01-13 | 566 | 550
2019-01-13 00:30 | 527 | 504
2019-01-13 01:00 | 492 | 467
2019-01-13 01:30 | 484 | 459
2019-01-13 02:00 | 467 | 439
2019-01-13 02:30 | 470 | 434
2019-01-13 03:00 | 457 | 420
2019-01-13 03:30 | 496 | 463
2019-01-13 04:00 | 503 | 471
2019-01-13 04:30 | 539 | 510
2019-01-13 05:00 | 534 | 504
2019-01-13 05:30 | 492 | 457
2019-01-13 06:00 | 467 | 429
2019-01-13 06:30 | 453 | 415
2019-01-13 07:00 | 418 | 384
2019-01-13 07:30 | 415 | 383
2019-01-13 08:00 | 404 | 371
2019-01-13 08:30 | 387 | 360
2019-01-13 09:00 | 377 | 359
2019-01-13 09:30 | 404 | 388
2019-01-13 10:00 | 416 | 401
2019-01-13 10:30 | 430 | 417
2019-01-13 11:00 | 429 | 416
2019-01-13 11:30 | 446 | 434
2019-01-13 12:00 | 466 | 455
2019-01-13 12:30 | 493 | 484
2019-01-13 13:00 | 496 | 487
2019-01-13 13:30 | 504 | 496
2019-01-13 14:00 | 478 | 468
2019-01-13 14:30 | 515 | 507
2019-01-13 15:00 | 569 | 562
2019-01-13 15:30 | 539 | 532
2019-01-13 16:00 | 560 | 554
2019-01-13 16:30 | 587 | 582
2019-01-13 17:00 | 665 | 661
2019-01-13 17:30 | 719 | 716
2019-01-13 18:00 | 767 | 765
2019-01-13 18:30 | 759 | 756
2019-01-13 19:00 | 803 | 801
2019-01-13 19:30 | 806 | 804
2019-01-13 20:00 | 757 | 754
2019-01-13 20:30 | 763 | 760
2019-01-13 21:00 | 796 | 793
2019-01-13 21:30 | 776 | 772
2019-01-13 22:00 | 715 | 708
2019-01-13 22:30 | 753 | 746
2019-01-13 23:00 | 721 | 714
2019-01-13 23:30 | 652 | 639
2019-01-14 | 578 | 558
2019-01-14 00:30 | 533 | 503
2019-01-14 01:00 | 513 | 481
2019-01-14 01:30 | 543 | 515
2019-01-14 02:00 | 541 | 511
2019-01-14 02:30 | 523 | 492
2019-01-14 03:00 | 502 | 468
2019-01-14 03:30 | 494 | 460
2019-01-14 04:00 | 469 | 432
2019-01-14 04:30 | 431 | 389
2019-01-14 05:00 | 468 | 431
2019-01-14 05:30 | 508 | 477
2019-01-14 06:00 | 537 | 512
2019-01-14 06:30 | 537 | 519
2019-01-14 07:00 | 502 | 488
2019-01-14 07:30 | 445 | 435
2019-01-14 08:00 | 391 | 382
2019-01-14 08:30 | 381 | 372
2019-01-14 09:00 | 374 | 366
2019-01-14 09:30 | 361 | 352
2019-01-14 10:00 | 337 | 326
2019-01-14 10:30 | 296 | 282
2019-01-14 11:00 | 329 | 312
2019-01-14 11:30 | 334 | 319
2019-01-14 12:00 | 331 | 316
2019-01-14 12:30 | 331 | 315
2019-01-14 13:00 | 384 | 372
2019-01-14 13:30 | 382 | 370
2019-01-14 14:00 | 374 | 361
2019-01-14 14:30 | 384 | 370
2019-01-14 15:00 | 442 | 432
2019-01-14 15:30 | 467 | 457
2019-01-14 16:00 | 495 | 486
2019-01-14 16:30 | 512 | 503
2019-01-14 17:00 | 510 | 500
2019-01-14 17:30 | 569 | 561
2019-01-14 18:00 | 585 | 578
2019-01-14 18:30 | 566 | 557
2019-01-14 19:00 | 577 | 570
2019-01-14 19:30 | 567 | 559
2019-01-14 20:00 | 565 | 558
2019-01-14 20:30 | 571 | 563
2019-01-14 21:00 | 592 | 585
2019-01-14 21:30 | 572 | 565
2019-01-14 22:00 | 582 | 574
2019-01-14 22:30 | 529 | 518
2019-01-14 23:00 | 577 | 567
2019-01-14 23:30 | 554 | 542
2019-01-15 | 487 | 473
2019-01-15 00:30 | 419 | 400
2019-01-15 01:00 | 404 | 383
2019-01-15 01:30 | 416 | 395
2019-01-15 02:00 | 461 | 442
2019-01-15 02:30 | 438 | 416
2019-01-15 03:00 | 447 | 426
2019-01-15 03:30 | 436 | 415
2019-01-15 04:00 | 433 | 411
2019-01-15 04:30 | 435 | 414
2019-01-15 05:00 | 434 | 413
2019-01-15 05:30 | 425 | 404
2019-01-15 06:00 | 410 | 390
2019-01-15 06:30 | 429 | 412
2019-01-15 07:00 | 439 | 425
2019-01-15 07:30 | 428 | 422
2019-01-15 08:00 | 391 | 386
2019-01-15 08:30 | 301 | 291
2019-01-15 09:00 | 341 | 331
2019-01-15 09:30 | 324 | 313
2019-01-15 10:00 | 365 | 357
2019-01-15 10:30 | 343 | 334
2019-01-15 11:00 | 337 | 329
2019-01-15 11:30 | 346 | 338
2019-01-15 12:00 | 358 | 352
2019-01-15 12:30 | 377 | 371
2019-01-15 13:00 | 395 | 389
2019-01-15 13:30 | 404 | 398
2019-01-15 14:00 | 444 | 439
2019-01-15 14:30 | 506 | 502
2019-01-15 15:00 | 516 | 513
2019-01-15 15:30 | 487 | 482
2019-01-15 16:00 | 542 | 538
2019-01-15 16:30 | 622 | 621
2019-01-15 17:00 | 650 | 648
2019-01-15 17:30 | 640 | 639
2019-01-15 18:00 | 647 | 645
2019-01-15 18:30 | 646 | 644
2019-01-15 19:00 | 658 | 656
2019-01-15 19:30 | 647 | 645
2019-01-15 20:00 | 623 | 620
2019-01-15 20:30 | 575 | 572
2019-01-15 21:00 | 561 | 558
2019-01-15 21:30 | 515 | 508
2019-01-15 22:00 | 501 | 489
2019-01-15 22:30 | 478 | 464
2019-01-15 23:00 | 495 | 483
2019-01-15 23:30 | 481 | 468
2019-01-16 | 454 | 440
2019-01-16 00:30 | 434 | 418
2019-01-16 01:00 | 393 | 373
2019-01-16 01:30 | 315 | 289
2019-01-16 02:00 | 304 | 275
2019-01-16 02:30 | 337 | 310
2019-01-16 03:00 | 371 | 346
2019-01-16 03:30 | 357 | 330
2019-01-16 04:00 | 335 | 304
2019-01-16 04:30 | 328 | 297
2019-01-16 05:00 | 342 | 313
2019-01-16 05:30 | 353 | 326
2019-01-16 06:00 | 390 | 368
2019-01-16 06:30 | 369 | 356
2019-01-16 07:00 | 374 | 365
2019-01-16 07:30 | 321 | 310
2019-01-16 08:00 | 318 | 306
2019-01-16 08:30 | 285 | 263
2019-01-16 09:00 | 291 | 271
2019-01-16 09:30 | 298 | 284
2019-01-16 10:00 | 313 | 300
2019-01-16 10:30 | 290 | 276
2019-01-16 11:00 | 319 | 308
2019-01-16 11:30 | 372 | 364
2019-01-16 12:00 | 391 | 381
2019-01-16 12:30 | 389 | 379
2019-01-16 13:00 | 403 | 394
2019-01-16 13:30 | 472 | 466
2019-01-16 14:00 | 479 | 473
2019-01-16 14:30 | 491 | 487
2019-01-16 15:00 | 489 | 486
2019-01-16 15:30 | 491 | 489
2019-01-16 16:00 | 504 | 502
2019-01-16 16:30 | 519 | 517
2019-01-16 17:00 | 600 | 599
2019-01-16 17:30 | 666 | 666
2019-01-16 18:00 | 655 | 654
2019-01-16 18:30 | 651 | 650
2019-01-16 19:00 | 641 | 640
2019-01-16 19:30 | 722 | 722
2019-01-16 20:00 | 681 | 680
2019-01-16 20:30 | 626 | 625
2019-01-16 21:00 | 619 | 618
2019-01-16 21:30 | 682 | 678
2019-01-16 22:00 | 751 | 747
2019-01-16 22:30 | 719 | 713
2019-01-16 23:00 | 701 | 694
2019-01-16 23:30 | 630 | 622
2019-01-17 | 553 | 541
2019-01-17 00:30 | 449 | 428
2019-01-17 01:00 | 435 | 410
2019-01-17 01:30 | 459 | 436
2019-01-17 02:00 | 419 | 392
2019-01-17 02:30 | 456 | 431
2019-01-17 03:00 | 455 | 430
2019-01-17 03:30 | 411 | 381
2019-01-17 04:00 | 436 | 409
2019-01-17 04:30 | 418 | 389
2019-01-17 05:00 | 394 | 363
2019-01-17 05:30 | 364 | 330
2019-01-17 06:00 | 329 | 295
2019-01-17 06:30 | 370 | 350
2019-01-17 07:00 | 352 | 335
2019-01-17 07:30 | 345 | 329
2019-01-17 08:00 | 333 | 315
2019-01-17 08:30 | 339 | 319
2019-01-17 09:00 | 308 | 279
2019-01-17 09:30 | 375 | 355
2019-01-17 10:00 | 387 | 368
2019-01-17 10:30 | 378 | 358
2019-01-17 11:00 | 370 | 349
2019-01-17 11:30 | 376 | 356
2019-01-17 12:00 | 402 | 382
2019-01-17 12:30 | 366 | 353
2019-01-17 13:00 | 368 | 358
2019-01-17 13:30 | 367 | 364
2019-01-17 14:00 | 389 | 380
2019-01-17 14:30 | 425 | 418
2019-01-17 15:00 | 451 | 445
2019-01-17 15:30 | 443 | 436
2019-01-17 16:00 | 496 | 491
2019-01-17 16:30 | 475 | 470
2019-01-17 17:00 | 490 | 487
2019-01-17 17:30 | 493 | 491
2019-01-17 18:00 | 460 | 456
2019-01-17 18:30 | 485 | 482
2019-01-17 19:00 | 586 | 584
2019-01-17 19:30 | 603 | 601
2019-01-17 20:00 | 599 | 595
2019-01-17 20:30 | 582 | 578
2019-01-17 21:00 | 554 | 551
2019-01-17 21:30 | 534 | 531
2019-01-17 22:00 | 549 | 541
2019-01-17 22:30 | 544 | 535
2019-01-17 23:00 | 541 | 532
2019-01-17 23:30 | 519 | 507
2019-01-18 | 467 | 454
2019-01-18 00:30 | 488 | 475
2019-01-18 01:00 | 437 | 420
2019-01-18 01:30 | 439 | 422
2019-01-18 02:00 | 399 | 379
2019-01-18 02:30 | 394 | 373
2019-01-18 03:00 | 349 | 323
2019-01-18 03:30 | 317 | 286
2019-01-18 04:00 | 325 | 296
2019-01-18 04:30 | 356 | 331
2019-01-18 05:00 | 365 | 341
2019-01-18 05:30 | 377 | 356
2019-01-18 06:00 | 390 | 371
2019-01-18 06:30 | 440 | 431
2019-01-18 07:00 | 471 | 465
2019-01-18 07:30 | 421 | 415
2019-01-18 08:00 | 392 | 385
2019-01-18 08:30 | 396 | 385
2019-01-18 09:00 | 422 | 413
2019-01-18 09:30 | 410 | 400
2019-01-18 10:00 | 348 | 337
2019-01-18 10:30 | 368 | 358
2019-01-18 11:00 | 430 | 425
2019-01-18 11:30 | 400 | 393
2019-01-18 12:00 | 444 | 439
2019-01-18 12:30 | 517 | 514
2019-01-18 13:00 | 556 | 554
2019-01-18 13:30 | 589 | 587
2019-01-18 14:00 | 581 | 579
2019-01-18 14:30 | 595 | 594
2019-01-18 15:00 | 617 | 616
2019-01-18 15:30 | 618 | 616
2019-01-18 16:00 | 608 | 607
2019-01-18 16:30 | 698 | 698
2019-01-18 17:00 | 694 | 694
2019-01-18 17:30 | 714 | 713
2019-01-18 18:00 | 704 | 703
2019-01-18 18:30 | 707 | 705
2019-01-18 19:00 | 723 | 722
2019-01-18 19:30 | 697 | 696
2019-01-18 20:00 | 657 | 656
2019-01-18 20:30 | 675 | 674
2019-01-18 21:00 | 593 | 590
2019-01-18 21:30 | 573 | 569
2019-01-18 22:00 | 534 | 531
2019-01-18 22:30 | 599 | 598
2019-01-18 23:00 | 634 | 634
2019-01-18 23:30 | 592 | 590
2019-01-19 | 534 | 532
2019-01-19 00:30 | 513 | 508
2019-01-19 01:00 | 498 | 493
2019-01-19 01:30 | 485 | 478
2019-01-19 02:00 | 475 | 467
2019-01-19 02:30 | 466 | 457
2019-01-19 03:00 | 477 | 460
2019-01-19 03:30 | 504 | 488
2019-01-19 04:00 | 428 | 406
2019-01-19 04:30 | 436 | 415
2019-01-19 05:00 | 440 | 419
2019-01-19 05:30 | 410 | 386
2019-01-19 06:00 | 384 | 358
2019-01-19 06:30 | 398 | 374
2019-01-19 07:00 | 383 | 360
2019-01-19 07:30 | 391 | 370
2019-01-19 08:00 | 386 | 366
2019-01-19 08:30 | 414 | 396
2019-01-19 09:00 | 373 | 358
2019-01-19 09:30 | 316 | 303
2019-01-19 10:00 | 328 | 317
2019-01-19 10:30 | 293 | 279
2019-01-19 11:00 | 329 | 319
2019-01-19 11:30 | 420 | 415
2019-01-19 12:00 | 449 | 444
2019-01-19 12:30 | 461 | 457
2019-01-19 13:00 | 501 | 498
2019-01-19 13:30 | 559 | 556
2019-01-19 14:00 | 592 | 588
2019-01-19 14:30 | 633 | 630
2019-01-19 15:00 | 675 | 672
2019-01-19 15:30 | 725 | 723
2019-01-19 16:00 | 774 | 772
2019-01-19 16:30 | 859 | 858
2019-01-19 17:00 | 927 | 927
2019-01-19 17:30 | 909 | 909
2019-01-19 18:00 | 889 | 888
2019-01-19 18:30 | 864 | 864
2019-01-19 19:00 | 902 | 901
2019-01-19 19:30 | 899 | 899
2019-01-19 20:00 | 922 | 921
2019-01-19 20:30 | 902 | 901
2019-01-19 21:00 | 847 | 846
2019-01-19 21:30 | 830 | 828
2019-01-19 22:00 | 775 | 771
2019-01-19 22:30 | 822 | 818
2019-01-19 23:00 | 797 | 793
2019-01-19 23:30 | 694 | 687
2019-01-20 | 629 | 621
2019-01-20 00:30 | 586 | 576
2019-01-20 01:00 | 591 | 581
2019-01-20 01:30 | 679 | 671
2019-01-20 02:00 | 681 | 672
2019-01-20 02:30 | 642 | 632
2019-01-20 03:00 | 625 | 614
2019-01-20 03:30 | 591 | 580
2019-01-20 04:00 | 559 | 547
2019-01-20 04:30 | 567 | 555
2019-01-20 05:00 | 566 | 554
2019-01-20 05:30 | 546 | 533
2019-01-20 06:00 | 515 | 501
2019-01-20 06:30 | 466 | 450
2019-01-20 07:00 | 423 | 405
2019-01-20 07:30 | 434 | 417
2019-01-20 08:00 | 452 | 436
2019-01-20 08:30 | 463 | 449
2019-01-20 09:00 | 494 | 486
2019-01-20 09:30 | 512 | 506
2019-01-20 10:00 | 498 | 493
2019-01-20 10:30 | 454 | 449
2019-01-20 11:00 | 457 | 451
2019-01-20 11:30 | 425 | 419
2019-01-20 12:00 | 444 | 439
2019-01-20 12:30 | 455 | 451
2019-01-20 13:00 | 478 | 475
2019-01-20 13:30 | 515 | 512
2019-01-20 14:00 | 534 | 531
2019-01-20 14:30 | 573 | 571
2019-01-20 15:00 | 640 | 637
2019-01-20 15:30 | 669 | 666
2019-01-20 16:00 | 670 | 667
2019-01-20 16:30 | 696 | 695
2019-01-20 17:00 | 766 | 766
2019-01-20 17:30 | 813 | 813
2019-01-20 18:00 | 836 | 836
2019-01-20 18:30 | 849 | 848
2019-01-20 19:00 | 888 | 888
2019-01-20 19:30 | 885 | 885
2019-01-20 20:00 | 877 | 877
2019-01-20 20:30 | 947 | 947
2019-01-20 21:00 | 921 | 921
2019-01-20 21:30 | 867 | 865
2019-01-20 22:00 | 809 | 805
2019-01-20 22:30 | 752 | 747
2019-01-20 23:00 | 731 | 726
2019-01-20 23:30 | 676 | 669
2019-01-21 | 626 | 617
2019-01-21 00:30 | 560 | 549
2019-01-21 01:00 | 508 | 495
2019-01-21 01:30 | 535 | 523
2019-01-21 02:00 | 524 | 512
2019-01-21 02:30 | 503 | 490
2019-01-21 03:00 | 490 | 476
2019-01-21 03:30 | 482 | 468
2019-01-21 04:00 | 463 | 448
2019-01-21 04:30 | 483 | 469
2019-01-21 05:00 | 488 | 475
2019-01-21 05:30 | 478 | 465
2019-01-21 06:00 | 497 | 486
2019-01-21 06:30 | 570 | 564
2019-01-21 07:00 | 613 | 610
2019-01-21 07:30 | 526 | 523
2019-01-21 08:00 | 459 | 457
2019-01-21 08:30 | 451 | 449
2019-01-21 09:00 | 440 | 438
2019-01-21 09:30 | 457 | 456
2019-01-21 10:00 | 455 | 453
2019-01-21 10:30 | 462 | 461
2019-01-21 11:00 | 475 | 473
2019-01-21 11:30 | 478 | 476
2019-01-21 12:00 | 518 | 517
2019-01-21 12:30 | 550 | 549
2019-01-21 13:00 | 547 | 546
2019-01-21 13:30 | 496 | 493
2019-01-21 14:00 | 541 | 537
2019-01-21 14:30 | 557 | 555
2019-01-21 15:00 | 594 | 592
2019-01-21 15:30 | 676 | 675
2019-01-21 16:00 | 690 | 689
2019-01-21 16:30 | 733 | 732
2019-01-21 17:00 | 828 | 828
2019-01-21 17:30 | 832 | 832
2019-01-21 18:00 | 841 | 841
2019-01-21 18:30 | 874 | 873
2019-01-21 19:00 | 806 | 805
2019-01-21 19:30 | 836 | 835
2019-01-21 20:00 | 819 | 818
2019-01-21 20:30 | 828 | 826
2019-01-21 21:00 | 816 | 815
2019-01-21 21:30 | 770 | 765
2019-01-21 22:00 | 747 | 740
2019-01-21 22:30 | 773 | 766
2019-01-21 23:00 | 780 | 775
2019-01-21 23:30 | 745 | 739
2019-01-22 | 686 | 679
2019-01-22 00:30 | 642 | 634
2019-01-22 01:00 | 608 | 598
2019-01-22 01:30 | 634 | 625
2019-01-22 02:00 | 531 | 519
2019-01-22 02:30 | 479 | 464
2019-01-22 03:00 | 461 | 445
2019-01-22 03:30 | 449 | 432
2019-01-22 04:00 | 440 | 423
2019-01-22 04:30 | 455 | 439
2019-01-22 05:00 | 491 | 477
2019-01-22 05:30 | 491 | 478
2019-01-22 06:00 | 482 | 472
2019-01-22 06:30 | 536 | 533
2019-01-22 07:00 | 603 | 602
2019-01-22 07:30 | 604 | 602
2019-01-22 08:00 | 558 | 554
2019-01-22 08:30 | 553 | 548
2019-01-22 09:00 | 545 | 541
2019-01-22 09:30 | 484 | 478
2019-01-22 10:00 | 449 | 443
2019-01-22 10:30 | 419 | 414
2019-01-22 11:00 | 445 | 440
2019-01-22 11:30 | 465 | 460
2019-01-22 12:00 | 429 | 424
2019-01-22 12:30 | 424 | 418
2019-01-22 13:00 | 474 | 470
2019-01-22 13:30 | 453 | 448
2019-01-22 14:00 | 453 | 449
2019-01-22 14:30 | 456 | 452
2019-01-22 15:00 | 466 | 462
2019-01-22 15:30 | 482 | 478
2019-01-22 16:00 | 527 | 524
2019-01-22 16:30 | 622 | 621
2019-01-22 17:00 | 658 | 655
2019-01-22 17:30 | 674 | 672
2019-01-22 18:00 | 645 | 642
2019-01-22 18:30 | 640 | 636
2019-01-22 19:00 | 627 | 624
2019-01-22 19:30 | 644 | 640
2019-01-22 20:00 | 724 | 723
2019-01-22 20:30 | 805 | 805
2019-01-22 21:00 | 750 | 750
2019-01-22 21:30 | 690 | 687
2019-01-22 22:00 | 673 | 667
2019-01-22 22:30 | 694 | 689
2019-01-22 23:00 | 728 | 723
2019-01-22 23:30 | 679 | 672
2019-01-23 | 578 | 570
2019-01-23 00:30 | 530 | 518
2019-01-23 01:00 | 563 | 548
2019-01-23 01:30 | 559 | 545
2019-01-23 02:00 | 529 | 513
2019-01-23 02:30 | 502 | 484
2019-01-23 03:00 | 478 | 458
2019-01-23 03:30 | 466 | 445
2019-01-23 04:00 | 470 | 450
2019-01-23 04:30 | 531 | 516
2019-01-23 05:00 | 550 | 536
2019-01-23 05:30 | 520 | 505
2019-01-23 06:00 | 505 | 493
2019-01-23 06:30 | 590 | 585
2019-01-23 07:00 | 600 | 598
2019-01-23 07:30 | 615 | 613
2019-01-23 08:00 | 609 | 606
2019-01-23 08:30 | 575 | 571
2019-01-23 09:00 | 566 | 562
2019-01-23 09:30 | 524 | 519
2019-01-23 10:00 | 516 | 511
2019-01-23 10:30 | 430 | 422
2019-01-23 11:00 | 443 | 437
2019-01-23 11:30 | 433 | 429
2019-01-23 12:00 | 416 | 411
2019-01-23 12:30 | 448 | 444
2019-01-23 13:00 | 511 | 509
2019-01-23 13:30 | 533 | 531
2019-01-23 14:00 | 554 | 553
2019-01-23 14:30 | 632 | 631
2019-01-23 15:00 | 702 | 702
2019-01-23 15:30 | 759 | 759
2019-01-23 16:00 | 835 | 835
2019-01-23 16:30 | 830 | 830
2019-01-23 17:00 | 899 | 899
2019-01-23 17:30 | 911 | 911
2019-01-23 18:00 | 887 | 887
2019-01-23 18:30 | 891 | 891
2019-01-23 19:00 | 921 | 921
2019-01-23 19:30 | 872 | 872
2019-01-23 20:00 | 869 | 869
2019-01-23 20:30 | 849 | 849
2019-01-23 21:00 | 851 | 851
2019-01-23 21:30 | 849 | 846
2019-01-23 22:00 | 794 | 788
2019-01-23 22:30 | 783 | 778
2019-01-23 23:00 | 804 | 800
2019-01-23 23:30 | 784 | 779
2019-01-24 | 743 | 738
2019-01-24 00:30 | 678 | 671
2019-01-24 01:00 | 660 | 652
2019-01-24 01:30 | 635 | 627
2019-01-24 02:00 | 607 | 598
2019-01-24 02:30 | 594 | 583
2019-01-24 03:00 | 596 | 586
2019-01-24 03:30 | 572 | 562
2019-01-24 04:00 | 587 | 577
2019-01-24 04:30 | 585 | 575
2019-01-24 05:00 | 616 | 608
2019-01-24 05:30 | 606 | 597
2019-01-24 06:00 | 577 | 572
2019-01-24 06:30 | 636 | 634
2019-01-24 07:00 | 657 | 656
2019-01-24 07:30 | 615 | 613
2019-01-24 08:00 | 554 | 550
2019-01-24 08:30 | 563 | 559
2019-01-24 09:00 | 519 | 515
2019-01-24 09:30 | 557 | 554
2019-01-24 10:00 | 529 | 525
2019-01-24 10:30 | 520 | 516
2019-01-24 11:00 | 555 | 551
2019-01-24 11:30 | 645 | 643
2019-01-24 12:00 | 658 | 656
2019-01-24 12:30 | 671 | 669
2019-01-24 13:00 | 625 | 622
2019-01-24 13:30 | 647 | 645
2019-01-24 14:00 | 563 | 560
2019-01-24 14:30 | 615 | 614
2019-01-24 15:00 | 622 | 621
2019-01-24 15:30 | 747 | 746
2019-01-24 16:00 | 642 | 641
2019-01-24 16:30 | 687 | 686
2019-01-24 17:00 | 766 | 766
2019-01-24 17:30 | 832 | 832
2019-01-24 18:00 | 936 | 936
2019-01-24 18:30 | 936 | 936
2019-01-24 19:00 | 922 | 922
2019-01-24 19:30 | 903 | 903
2019-01-24 20:00 | 867 | 867
2019-01-24 20:30 | 871 | 871
2019-01-24 21:00 | 807 | 806
2019-01-24 21:30 | 691 | 688
2019-01-24 22:00 | 707 | 702
2019-01-24 22:30 | 771 | 768
2019-01-24 23:00 | 810 | 807
2019-01-24 23:30 | 771 | 767
2019-01-25 | 695 | 689
2019-01-25 00:30 | 648 | 641
2019-01-25 01:00 | 606 | 598
2019-01-25 01:30 | 565 | 555
2019-01-25 02:00 | 553 | 542
2019-01-25 02:30 | 523 | 510
2019-01-25 03:00 | 520 | 507
2019-01-25 03:30 | 473 | 458
2019-01-25 04:00 | 478 | 463
2019-01-25 04:30 | 524 | 512
2019-01-25 05:00 | 533 | 521
2019-01-25 05:30 | 558 | 548
2019-01-25 06:00 | 526 | 515
2019-01-25 06:30 | 646 | 644
2019-01-25 07:00 | 620 | 619
2019-01-25 07:30 | 591 | 588
2019-01-25 08:00 | 572 | 568
2019-01-25 08:30 | 564 | 559
2019-01-25 09:00 | 597 | 594
2019-01-25 09:30 | 621 | 618
2019-01-25 10:00 | 639 | 636
2019-01-25 10:30 | 683 | 681
2019-01-25 11:00 | 557 | 553
2019-01-25 11:30 | 489 | 484
2019-01-25 12:00 | 481 | 476
2019-01-25 12:30 | 441 | 435
2019-01-25 13:00 | 542 | 539
2019-01-25 13:30 | 619 | 618
2019-01-25 14:00 | 580 | 578
2019-01-25 14:30 | 524 | 519
2019-01-25 15:00 | 559 | 555
2019-01-25 15:30 | 572 | 572
2019-01-25 16:00 | 582 | 582
2019-01-25 16:30 | 613 | 612
2019-01-25 17:00 | 592 | 591
2019-01-25 17:30 | 551 | 549
2019-01-25 18:00 | 568 | 565
2019-01-25 18:30 | 537 | 534
2019-01-25 19:00 | 550 | 547
2019-01-25 19:30 | 602 | 601
2019-01-25 20:00 | 617 | 616
2019-01-25 20:30 | 624 | 622
2019-01-25 21:00 | 620 | 618
2019-01-25 21:30 | 622 | 618
2019-01-25 22:00 | 616 | 610
2019-01-25 22:30 | 628 | 622
2019-01-25 23:00 | 684 | 679
2019-01-25 23:30 | 653 | 647
2019-01-26 | 618 | 611
2019-01-26 00:30 | 627 | 619
2019-01-26 01:00 | 589 | 577
2019-01-26 01:30 | 575 | 560
2019-01-26 02:00 | 573 | 558
2019-01-26 02:30 | 541 | 524
2019-01-26 03:00 | 521 | 503
2019-01-26 03:30 | 514 | 495
2019-01-26 04:00 | 499 | 478
2019-01-26 04:30 | 490 | 468
2019-01-26 05:00 | 499 | 479
2019-01-26 05:30 | 484 | 461
2019-01-26 06:00 | 462 | 438
2019-01-26 06:30 | 444 | 419
2019-01-26 07:00 | 430 | 406
2019-01-26 07:30 | 426 | 407
2019-01-26 08:00 | 407 | 392
2019-01-26 08:30 | 438 | 429
2019-01-26 09:00 | 448 | 440
2019-01-26 09:30 | 435 | 429
2019-01-26 10:00 | 392 | 384
2019-01-26 10:30 | 319 | 307
2019-01-26 11:00 | 315 | 311
2019-01-26 11:30 | 317 | 312
2019-01-26 12:00 | 330 | 324
2019-01-26 12:30 | 342 | 336
2019-01-26 13:00 | 341 | 336
2019-01-26 13:30 | 335 | 330
2019-01-26 14:00 | 386 | 382
2019-01-26 14:30 | 375 | 371
2019-01-26 15:00 | 379 | 376
2019-01-26 15:30 | 406 | 403
2019-01-26 16:00 | 448 | 445
2019-01-26 16:30 | 456 | 454
2019-01-26 17:00 | 573 | 573
2019-01-26 17:30 | 570 | 569
2019-01-26 18:00 | 595 | 595
2019-01-26 18:30 | 605 | 604
2019-01-26 19:00 | 589 | 587
2019-01-26 19:30 | 598 | 596
2019-01-26 20:00 | 580 | 577
2019-01-26 20:30 | 545 | 543
2019-01-26 21:00 | 558 | 557
2019-01-26 21:30 | 548 | 542
2019-01-26 22:00 | 538 | 530
2019-01-26 22:30 | 578 | 571
2019-01-26 23:00 | 564 | 556
2019-01-26 23:30 | 525 | 515
2019-01-27 | 491 | 478
2019-01-27 00:30 | 472 | 457
2019-01-27 01:00 | 447 | 418
2019-01-27 01:30 | 444 | 413
2019-01-27 02:00 | 448 | 416
2019-01-27 02:30 | 419 | 383
2019-01-27 03:00 | 422 | 386
2019-01-27 03:30 | 405 | 366
2019-01-27 04:00 | 385 | 345
2019-01-27 04:30 | 384 | 344
2019-01-27 05:00 | 420 | 385
2019-01-27 05:30 | 405 | 367
2019-01-27 06:00 | 382 | 341
2019-01-27 06:30 | 332 | 284
2019-01-27 07:00 | 240 | 190
2019-01-27 07:30 | 234 | 202
2019-01-27 08:00 | 250 | 223
2019-01-27 08:30 | 290 | 269
2019-01-27 09:00 | 297 | 278
2019-01-27 09:30 | 303 | 285
2019-01-27 10:00 | 295 | 277
2019-01-27 10:30 | 282 | 263
2019-01-27 11:00 | 283 | 264
2019-01-27 11:30 | 267 | 245
2019-01-27 12:00 | 280 | 261
2019-01-27 12:30 | 290 | 271
2019-01-27 13:00 | 310 | 294
2019-01-27 13:30 | 332 | 318
2019-01-27 14:00 | 381 | 372
2019-01-27 14:30 | 409 | 400
2019-01-27 15:00 | 418 | 410
2019-01-27 15:30 | 426 | 414
2019-01-27 16:00 | 510 | 504
2019-01-27 16:30 | 585 | 582
2019-01-27 17:00 | 613 | 611
2019-01-27 17:30 | 663 | 661
2019-01-27 18:00 | 669 | 667
2019-01-27 18:30 | 665 | 663
2019-01-27 19:00 | 660 | 658
2019-01-27 19:30 | 648 | 646
2019-01-27 20:00 | 617 | 613
2019-01-27 20:30 | 594 | 590
2019-01-27 21:00 | 583 | 581
2019-01-27 21:30 | 553 | 548
2019-01-27 22:00 | 555 | 547
2019-01-27 22:30 | 609 | 602
2019-01-27 23:00 | 619 | 611
2019-01-27 23:30 | 558 | 545
2019-01-28 | 475 | 457
2019-01-28 00:30 | 460 | 439
2019-01-28 01:00 | 461 | 436
2019-01-28 01:30 | 456 | 419
2019-01-28 02:00 | 437 | 400
2019-01-28 02:30 | 408 | 369
2019-01-28 03:00 | 408 | 369
2019-01-28 03:30 | 420 | 381
2019-01-28 04:00 | 403 | 360
2019-01-28 04:30 | 381 | 339
2019-01-28 05:00 | 369 | 325
2019-01-28 05:30 | 386 | 343
2019-01-28 06:00 | 350 | 302
2019-01-28 06:30 | 303 | 257
2019-01-28 07:00 | 314 | 281
2019-01-28 07:30 | 341 | 322
2019-01-28 08:00 | 374 | 358
2019-01-28 08:30 | 394 | 379
2019-01-28 09:00 | 428 | 415
2019-01-28 09:30 | 468 | 459
2019-01-28 10:00 | 476 | 468
2019-01-28 10:30 | 424 | 414
2019-01-28 11:00 | 401 | 391
2019-01-28 11:30 | 357 | 345
2019-01-28 12:00 | 328 | 313
2019-01-28 12:30 | 364 | 353
2019-01-28 13:00 | 328 | 315
2019-01-28 13:30 | 332 | 325
2019-01-28 14:00 | 345 | 339
2019-01-28 14:30 | 370 | 362
2019-01-28 15:00 | 378 | 368
2019-01-28 15:30 | 388 | 382
2019-01-28 16:00 | 417 | 412
2019-01-28 16:30 | 451 | 446
2019-01-28 17:00 | 534 | 531
2019-01-28 17:30 | 574 | 572
2019-01-28 18:00 | 571 | 569
2019-01-28 18:30 | 605 | 603
2019-01-28 19:00 | 626 | 624
2019-01-28 19:30 | 688 | 687
2019-01-28 20:00 | 755 | 755
2019-01-28 20:30 | 784 | 783
2019-01-28 21:00 | 759 | 758
2019-01-28 21:30 | 663 | 660
2019-01-28 22:00 | 640 | 633
2019-01-28 22:30 | 715 | 709
2019-01-28 23:00 | 743 | 738
2019-01-28 23:30 | 664 | 657
2019-01-29 | 586 | 576
2019-01-29 00:30 | 552 | 541
2019-01-29 01:00 | 546 | 534
2019-01-29 01:30 | 541 | 529
2019-01-29 02:00 | 564 | 552
2019-01-29 02:30 | 545 | 533
2019-01-29 03:00 | 515 | 501
2019-01-29 03:30 | 552 | 540
2019-01-29 04:00 | 539 | 526
2019-01-29 04:30 | 559 | 548
2019-01-29 05:00 | 560 | 549
2019-01-29 05:30 | 581 | 571
2019-01-29 06:00 | 572 | 565
2019-01-29 06:30 | 574 | 568
2019-01-29 07:00 | 526 | 521
2019-01-29 07:30 | 542 | 539
2019-01-29 08:00 | 534 | 530
2019-01-29 08:30 | 537 | 533
2019-01-29 09:00 | 534 | 530
2019-01-29 09:30 | 497 | 492
2019-01-29 10:00 | 508 | 502
2019-01-29 10:30 | 474 | 468
2019-01-29 11:00 | 442 | 435
2019-01-29 11:30 | 407 | 397
2019-01-29 12:00 | 449 | 443
2019-01-29 12:30 | 453 | 448
2019-01-29 13:00 | 470 | 464
2019-01-29 13:30 | 481 | 476
2019-01-29 14:00 | 467 | 460
2019-01-29 14:30 | 477 | 471
2019-01-29 15:00 | 514 | 509
2019-01-29 15:30 | 521 | 516
2019-01-29 16:00 | 682 | 681
2019-01-29 16:30 | 591 | 589
2019-01-29 17:00 | 609 | 607
2019-01-29 17:30 | 591 | 587
2019-01-29 18:00 | 576 | 572
2019-01-29 18:30 | 594 | 590
2019-01-29 19:00 | 612 | 609
2019-01-29 19:30 | 671 | 669
2019-01-29 20:00 | 708 | 706
2019-01-29 20:30 | 688 | 686
2019-01-29 21:00 | 676 | 674
2019-01-29 21:30 | 694 | 690
2019-01-29 22:00 | 645 | 639
2019-01-29 22:30 | 640 | 633
2019-01-29 23:00 | 628 | 621
2019-01-29 23:30 | 565 | 555
2019-01-30 | 492 | 479
2019-01-30 00:30 | 489 | 474
2019-01-30 01:00 | 438 | 419
2019-01-30 01:30 | 463 | 446
2019-01-30 02:00 | 457 | 440
2019-01-30 02:30 | 451 | 434
2019-01-30 03:00 | 460 | 444
2019-01-30 03:30 | 453 | 436
2019-01-30 04:00 | 427 | 407
2019-01-30 04:30 | 448 | 431
2019-01-30 05:00 | 486 | 472
2019-01-30 05:30 | 504 | 491
2019-01-30 06:00 | 489 | 474
2019-01-30 06:30 | 505 | 497
2019-01-30 07:00 | 573 | 570
2019-01-30 07:30 | 589 | 587
2019-01-30 08:00 | 505 | 502
2019-01-30 08:30 | 509 | 504
2019-01-30 09:00 | 476 | 469
2019-01-30 09:30 | 471 | 465
2019-01-30 10:00 | 470 | 462
2019-01-30 10:30 | 475 | 468
2019-01-30 11:00 | 482 | 476
2019-01-30 11:30 | 482 | 475
2019-01-30 12:00 | 456 | 449
2019-01-30 12:30 | 454 | 447
2019-01-30 13:00 | 502 | 497
2019-01-30 13:30 | 514 | 511
2019-01-30 14:00 | 548 | 546
2019-01-30 14:30 | 545 | 542
2019-01-30 15:00 | 537 | 535
2019-01-30 15:30 | 568 | 566
2019-01-30 16:00 | 628 | 627
2019-01-30 16:30 | 599 | 598
2019-01-30 17:00 | 671 | 671
2019-01-30 17:30 | 667 | 667
2019-01-30 18:00 | 715 | 713
2019-01-30 18:30 | 724 | 722
2019-01-30 19:00 | 721 | 720
2019-01-30 19:30 | 716 | 716
2019-01-30 20:00 | 701 | 700
2019-01-30 20:30 | 709 | 708
2019-01-30 21:00 | 726 | 725
2019-01-30 21:30 | 679 | 678
2019-01-30 22:00 | 648 | 648
2019-01-30 22:30 | 667 | 663
2019-01-30 23:00 | 708 | 703
2019-01-30 23:30 | 715 | 708
2019-01-31 | 688 | 681
2019-01-31 00:30 | 639 | 631
2019-01-31 01:00 | 618 | 609
2019-01-31 01:30 | 654 | 645
2019-01-31 02:00 | 619 | 610
2019-01-31 02:30 | 584 | 573
2019-01-31 03:00 | 540 | 527
2019-01-31 03:30 | 518 | 505
2019-01-31 04:00 | 513 | 500
2019-01-31 04:30 | 517 | 504
2019-01-31 05:00 | 542 | 530
2019-01-31 05:30 | 512 | 500
2019-01-31 06:00 | 507 | 495
2019-01-31 06:30 | 511 | 505
2019-01-31 07:00 | 486 | 483
2019-01-31 07:30 | 546 | 543
2019-01-31 08:00 | 556 | 552
2019-01-31 08:30 | 547 | 543
2019-01-31 09:00 | 573 | 569
2019-01-31 09:30 | 616 | 613
2019-01-31 10:00 | 626 | 623
2019-01-31 10:30 | 608 | 605
2019-01-31 11:00 | 640 | 637
2019-01-31 11:30 | 605 | 602
2019-01-31 12:00 | 569 | 565
2019-01-31 12:30 | 513 | 507
2019-01-31 13:00 | 579 | 575
2019-01-31 13:30 | 595 | 593
2019-01-31 14:00 | 592 | 590
2019-01-31 14:30 | 607 | 606
2019-01-31 15:00 | 554 | 551
2019-01-31 15:30 | 572 | 570
2019-01-31 16:00 | 617 | 616
2019-01-31 16:30 | 537 | 536
2019-01-31 17:00 | 504 | 503
2019-01-31 17:30 | 624 | 624
2019-01-31 18:00 | 741 | 741
2019-01-31 18:30 | 777 | 777
2019-01-31 19:00 | 775 | 774
2019-01-31 19:30 | 825 | 825
2019-01-31 20:00 | 806 | 806
2019-01-31 20:30 | 860 | 860
2019-01-31 21:00 | 836 | 836
2019-01-31 21:30 | 769 | 768
2019-01-31 22:00 | 750 | 746
2019-01-31 22:30 | 803 | 800
2019-01-31 23:00 | 794 | 791
2019-01-31 23:30 | 708 | 703
2019-02-01 | 653 | 639
2019-02-01 00:30 | 612 | 594
2019-02-01 01:00 | 593 | 574
2019-02-01 01:30 | 561 | 539
2019-02-01 02:00 | 552 | 528
2019-02-01 02:30 | 541 | 516
2019-02-01 03:00 | 527 | 501
2019-02-01 03:30 | 533 | 508
2019-02-01 04:00 | 536 | 512
2019-02-01 04:30 | 536 | 512
2019-02-01 05:00 | 551 | 528
2019-02-01 05:30 | 495 | 468
2019-02-01 06:00 | 495 | 471
2019-02-01 06:30 | 588 | 579
2019-02-01 07:00 | 664 | 658
2019-02-01 07:30 | 645 | 642
2019-02-01 08:00 | 638 | 633
2019-02-01 08:30 | 634 | 628
2019-02-01 09:00 | 616 | 610
2019-02-01 09:30 | 611 | 605
2019-02-01 10:00 | 599 | 593
2019-02-01 10:30 | 604 | 598
2019-02-01 11:00 | 643 | 638
2019-02-01 11:30 | 656 | 652
2019-02-01 12:00 | 621 | 616
2019-02-01 12:30 | 695 | 691
2019-02-01 13:00 | 722 | 719
2019-02-01 13:30 | 719 | 716
2019-02-01 14:00 | 730 | 727
2019-02-01 14:30 | 816 | 814
2019-02-01 15:00 | 828 | 826
2019-02-01 15:30 | 806 | 803
2019-02-01 16:00 | 856 | 854
2019-02-01 16:30 | 859 | 857
2019-02-01 17:00 | 860 | 858
2019-02-01 17:30 | 843 | 840
2019-02-01 18:00 | 798 | 795
2019-02-01 18:30 | 775 | 771
2019-02-01 19:00 | 783 | 780
2019-02-01 19:30 | 790 | 787
2019-02-01 20:00 | 785 | 782
2019-02-01 20:30 | 823 | 821
2019-02-01 21:00 | 816 | 813
2019-02-01 21:30 | 798 | 792
2019-02-01 22:00 | 760 | 753
2019-02-01 22:30 | 729 | 721
2019-02-01 23:00 | 732 | 723
2019-02-01 23:30 | 643 | 632
2019-02-02 | 623 | 608
2019-02-02 00:30 | 597 | 575
2019-02-02 01:00 | 539 | 514
2019-02-02 01:30 | 502 | 473
2019-02-02 02:00 | 485 | 455
2019-02-02 02:30 | 445 | 409
2019-02-02 03:00 | 424 | 386
2019-02-02 03:30 | 423 | 384
2019-02-02 04:00 | 388 | 345
2019-02-02 04:30 | 482 | 451
2019-02-02 05:00 | 533 | 507
2019-02-02 05:30 | 535 | 508
2019-02-02 06:00 | 528 | 501
2019-02-02 06:30 | 485 | 456
2019-02-02 07:00 | 497 | 469
2019-02-02 07:30 | 508 | 483
2019-02-02 08:00 | 521 | 497
2019-02-02 08:30 | 565 | 549
2019-02-02 09:00 | 585 | 571
2019-02-02 09:30 | 512 | 494
2019-02-02 10:00 | 493 | 475
2019-02-02 10:30 | 467 | 448
2019-02-02 11:00 | 450 | 429
2019-02-02 11:30 | 459 | 439
2019-02-02 12:00 | 471 | 452
2019-02-02 12:30 | 463 | 444
2019-02-02 13:00 | 441 | 420
2019-02-02 13:30 | 450 | 430
2019-02-02 14:00 | 495 | 479
2019-02-02 14:30 | 527 | 513
2019-02-02 15:00 | 553 | 544
2019-02-02 15:30 | 581 | 573
2019-02-02 16:00 | 668 | 663
2019-02-02 16:30 | 662 | 658
2019-02-02 17:00 | 702 | 700
2019-02-02 17:30 | 698 | 695
2019-02-02 18:00 | 670 | 666
2019-02-02 18:30 | 699 | 696
2019-02-02 19:00 | 750 | 748
2019-02-02 19:30 | 762 | 760
2019-02-02 20:00 | 715 | 712
2019-02-02 20:30 | 699 | 695
2019-02-02 21:00 | 739 | 735
2019-02-02 21:30 | 616 | 606
2019-02-02 22:00 | 680 | 669
2019-02-02 22:30 | 650 | 634
2019-02-02 23:00 | 649 | 631
2019-02-02 23:30 | 587 | 566
2019-02-03 | 548 | 524
2019-02-03 00:30 | 529 | 504
2019-02-03 01:00 | 509 | 482
2019-02-03 01:30 | 521 | 495
2019-02-03 02:00 | 509 | 482
2019-02-03 02:30 | 488 | 458
2019-02-03 03:00 | 445 | 411
2019-02-03 03:30 | 443 | 408
2019-02-03 04:00 | 433 | 397
2019-02-03 04:30 | 461 | 428
2019-02-03 05:00 | 471 | 439
2019-02-03 05:30 | 452 | 418
2019-02-03 06:00 | 536 | 509
2019-02-03 06:30 | 552 | 528
2019-02-03 07:00 | 521 | 495
2019-02-03 07:30 | 521 | 496
2019-02-03 08:00 | 427 | 398
2019-02-03 08:30 | 401 | 374
2019-02-03 09:00 | 429 | 411
2019-02-03 09:30 | 433 | 416
2019-02-03 10:00 | 419 | 402
2019-02-03 10:30 | 460 | 445
2019-02-03 11:00 | 431 | 414
2019-02-03 11:30 | 394 | 377
2019-02-03 12:00 | 385 | 370
2019-02-03 12:30 | 362 | 346
2019-02-03 13:00 | 324 | 304
2019-02-03 13:30 | 321 | 301
2019-02-03 14:00 | 312 | 291
2019-02-03 14:30 | 270 | 248
2019-02-03 15:00 | 315 | 302
2019-02-03 15:30 | 316 | 303
2019-02-03 16:00 | 333 | 321
2019-02-03 16:30 | 346 | 335
2019-02-03 17:00 | 379 | 368
2019-02-03 17:30 | 414 | 404
2019-02-03 18:00 | 492 | 486
2019-02-03 18:30 | 548 | 544
2019-02-03 19:00 | 517 | 512
2019-02-03 19:30 | 492 | 486
2019-02-03 20:00 | 483 | 476
2019-02-03 20:30 | 509 | 503
2019-02-03 21:00 | 486 | 478
2019-02-03 21:30 | 425 | 414
2019-02-03 22:00 | 413 | 400
2019-02-03 22:30 | 460 | 445
2019-02-03 23:00 | 458 | 441
2019-02-03 23:30 | 414 | 394
2019-02-04 | 370 | 346
2019-02-04 00:30 | 360 | 334
2019-02-04 01:00 | 359 | 334
2019-02-04 01:30 | 363 | 339
2019-02-04 02:00 | 347 | 320
2019-02-04 02:30 | 333 | 304
2019-02-04 03:00 | 347 | 319
2019-02-04 03:30 | 332 | 304
2019-02-04 04:00 | 344 | 317
2019-02-04 04:30 | 328 | 299
2019-02-04 05:00 | 374 | 352
2019-02-04 05:30 | 404 | 385
2019-02-04 06:00 | 358 | 337
2019-02-04 06:30 | 412 | 406
2019-02-04 07:00 | 453 | 448
2019-02-04 07:30 | 448 | 443
2019-02-04 08:00 | 429 | 424
2019-02-04 08:30 | 420 | 413
2019-02-04 09:00 | 400 | 394
2019-02-04 09:30 | 411 | 406
2019-02-04 10:00 | 428 | 423
2019-02-04 10:30 | 420 | 415
2019-02-04 11:00 | 384 | 377
2019-02-04 11:30 | 395 | 385
2019-02-04 12:00 | 364 | 352
2019-02-04 12:30 | 368 | 361
2019-02-04 13:00 | 384 | 377
2019-02-04 13:30 | 367 | 360
2019-02-04 14:00 | 407 | 401
2019-02-04 14:30 | 417 | 412
2019-02-04 15:00 | 417 | 411
2019-02-04 15:30 | 418 | 413
2019-02-04 16:00 | 441 | 439
2019-02-04 16:30 | 448 | 446
2019-02-04 17:00 | 458 | 456
2019-02-04 17:30 | 481 | 479
2019-02-04 18:00 | 502 | 498
2019-02-04 18:30 | 546 | 542
2019-02-04 19:00 | 611 | 608
2019-02-04 19:30 | 662 | 660
2019-02-04 20:00 | 625 | 623
2019-02-04 20:30 | 628 | 625
2019-02-04 21:00 | 631 | 629
2019-02-04 21:30 | 580 | 573
2019-02-04 22:00 | 536 | 526
2019-02-04 22:30 | 556 | 546
2019-02-04 23:00 | 556 | 547
2019-02-04 23:30 | 515 | 504
2019-02-05 | 446 | 430
2019-02-05 00:30 | 438 | 422
2019-02-05 01:00 | 425 | 408
2019-02-05 01:30 | 426 | 408
2019-02-05 02:00 | 480 | 466
2019-02-05 02:30 | 514 | 502
2019-02-05 03:00 | 509 | 496
2019-02-05 03:30 | 496 | 483
2019-02-05 04:00 | 468 | 454
2019-02-05 04:30 | 404 | 385
2019-02-05 05:00 | 419 | 401
2019-02-05 05:30 | 409 | 392
2019-02-05 06:00 | 408 | 390
2019-02-05 06:30 | 433 | 425
2019-02-05 07:00 | 502 | 498
2019-02-05 07:30 | 493 | 489
2019-02-05 08:00 | 442 | 436
2019-02-05 08:30 | 445 | 440
2019-02-05 09:00 | 440 | 435
2019-02-05 09:30 | 407 | 401
2019-02-05 10:00 | 391 | 384
2019-02-05 10:30 | 424 | 419
2019-02-05 11:00 | 462 | 459
2019-02-05 11:30 | 477 | 475
2019-02-05 12:00 | 473 | 470
2019-02-05 12:30 | 466 | 463
2019-02-05 13:00 | 505 | 503
2019-02-05 13:30 | 532 | 530
2019-02-05 14:00 | 539 | 537
2019-02-05 14:30 | 552 | 550
2019-02-05 15:00 | 570 | 568
2019-02-05 15:30 | 600 | 598
2019-02-05 16:00 | 630 | 628
2019-02-05 16:30 | 623 | 622
2019-02-05 17:00 | 670 | 669
2019-02-05 17:30 | 708 | 707
2019-02-05 18:00 | 732 | 731
2019-02-05 18:30 | 710 | 709
2019-02-05 19:00 | 717 | 716
2019-02-05 19:30 | 653 | 651
2019-02-05 20:00 | 672 | 671
2019-02-05 20:30 | 667 | 665
2019-02-05 21:00 | 667 | 665
2019-02-05 21:30 | 597 | 591
2019-02-05 22:00 | 555 | 545
2019-02-05 22:30 | 558 | 547
2019-02-05 23:00 | 554 | 544
2019-02-05 23:30 | 483 | 469
2019-02-06 | 473 | 458
2019-02-06 00:30 | 456 | 441
2019-02-06 01:00 | 435 | 418
2019-02-06 01:30 | 456 | 441
2019-02-06 02:00 | 456 | 440
2019-02-06 02:30 | 445 | 427
2019-02-06 03:00 | 412 | 392
2019-02-06 03:30 | 421 | 402
2019-02-06 04:00 | 439 | 421
2019-02-06 04:30 | 449 | 433
2019-02-06 05:00 | 452 | 436
2019-02-06 05:30 | 431 | 414
2019-02-06 06:00 | 458 | 443
2019-02-06 06:30 | 531 | 521
2019-02-06 07:00 | 605 | 598
2019-02-06 07:30 | 640 | 637
2019-02-06 08:00 | 617 | 612
2019-02-06 08:30 | 594 | 587
2019-02-06 09:00 | 572 | 565
2019-02-06 09:30 | 573 | 566
2019-02-06 10:00 | 565 | 557
2019-02-06 10:30 | 560 | 551
2019-02-06 11:00 | 531 | 521
2019-02-06 11:30 | 463 | 450
2019-02-06 12:00 | 446 | 435
2019-02-06 12:30 | 426 | 413
2019-02-06 13:00 | 421 | 409
2019-02-06 13:30 | 388 | 379
2019-02-06 14:00 | 437 | 430
2019-02-06 14:30 | 443 | 436
2019-02-06 15:00 | 464 | 458
2019-02-06 15:30 | 484 | 480
2019-02-06 16:00 | 486 | 481
2019-02-06 16:30 | 486 | 480
2019-02-06 17:00 | 525 | 520
2019-02-06 17:30 | 608 | 604
2019-02-06 18:00 | 631 | 628
2019-02-06 18:30 | 633 | 630
2019-02-06 19:00 | 688 | 686
2019-02-06 19:30 | 668 | 666
2019-02-06 20:00 | 629 | 626
2019-02-06 20:30 | 646 | 644
2019-02-06 21:00 | 602 | 600
2019-02-06 21:30 | 583 | 576
2019-02-06 22:00 | 559 | 548
2019-02-06 22:30 | 552 | 540
2019-02-06 23:00 | 577 | 566
2019-02-06 23:30 | 540 | 527
2019-02-07 | 472 | 456
2019-02-07 00:30 | 442 | 424
2019-02-07 01:00 | 427 | 407
2019-02-07 01:30 | 440 | 421
2019-02-07 02:00 | 465 | 447
2019-02-07 02:30 | 445 | 426
2019-02-07 03:00 | 426 | 406
2019-02-07 03:30 | 415 | 393
2019-02-07 04:00 | 440 | 420
2019-02-07 04:30 | 406 | 384
2019-02-07 05:00 | 425 | 405
2019-02-07 05:30 | 417 | 397
2019-02-07 06:00 | 417 | 398
2019-02-07 06:30 | 487 | 473
2019-02-07 07:00 | 453 | 443
2019-02-07 07:30 | 477 | 472
2019-02-07 08:00 | 440 | 434
2019-02-07 08:30 | 429 | 423
2019-02-07 09:00 | 362 | 355
2019-02-07 09:30 | 363 | 353
2019-02-07 10:00 | 351 | 335
2019-02-07 10:30 | 334 | 318
2019-02-07 11:00 | 333 | 318
2019-02-07 11:30 | 321 | 305
2019-02-07 12:00 | 351 | 338
2019-02-07 12:30 | 342 | 327
2019-02-07 13:00 | 347 | 333
2019-02-07 13:30 | 328 | 318
2019-02-07 14:00 | 416 | 413
2019-02-07 14:30 | 425 | 422
2019-02-07 15:00 | 444 | 441
2019-02-07 15:30 | 439 | 435
2019-02-07 16:00 | 438 | 434
2019-02-07 16:30 | 448 | 444
2019-02-07 17:00 | 496 | 493
2019-02-07 17:30 | 526 | 522
2019-02-07 18:00 | 566 | 562
2019-02-07 18:30 | 615 | 612
2019-02-07 19:00 | 645 | 644
2019-02-07 19:30 | 609 | 608
2019-02-07 20:00 | 588 | 586
2019-02-07 20:30 | 610 | 609
2019-02-07 21:00 | 617 | 616
2019-02-07 21:30 | 586 | 578
2019-02-07 22:00 | 535 | 524
2019-02-07 22:30 | 550 | 536
2019-02-07 23:00 | 575 | 559
2019-02-07 23:30 | 515 | 495
2019-02-08 | 450 | 423
2019-02-08 00:30 | 414 | 391
2019-02-08 01:00 | 409 | 387
2019-02-08 01:30 | 405 | 382
2019-02-08 02:00 | 378 | 352
2019-02-08 02:30 | 374 | 349
2019-02-08 03:00 | 368 | 341
2019-02-08 03:30 | 356 | 328
2019-02-08 04:00 | 388 | 364
2019-02-08 04:30 | 401 | 378
2019-02-08 05:00 | 415 | 395
2019-02-08 05:30 | 429 | 411
2019-02-08 06:00 | 471 | 456
2019-02-08 06:30 | 486 | 475
2019-02-08 07:00 | 553 | 547
2019-02-08 07:30 | 559 | 554
2019-02-08 08:00 | 541 | 536
2019-02-08 08:30 | 537 | 532
2019-02-08 09:00 | 517 | 510
2019-02-08 09:30 | 517 | 506
2019-02-08 10:00 | 503 | 492
2019-02-08 10:30 | 443 | 428
2019-02-08 11:00 | 476 | 463
2019-02-08 11:30 | 495 | 483
2019-02-08 12:00 | 468 | 454
2019-02-08 12:30 | 477 | 464
2019-02-08 13:00 | 440 | 426
2019-02-08 13:30 | 431 | 415
2019-02-08 14:00 | 459 | 451
2019-02-08 14:30 | 535 | 530
2019-02-08 15:00 | 566 | 561
2019-02-08 15:30 | 604 | 600
2019-02-08 16:00 | 648 | 646
2019-02-08 16:30 | 686 | 684
2019-02-08 17:00 | 793 | 791
2019-02-08 17:30 | 849 | 848
2019-02-08 18:00 | 863 | 861
2019-02-08 18:30 | 843 | 841
2019-02-08 19:00 | 855 | 855
2019-02-08 19:30 | 865 | 865
2019-02-08 20:00 | 846 | 846
2019-02-08 20:30 | 869 | 869
2019-02-08 21:00 | 784 | 783
2019-02-08 21:30 | 687 | 682
2019-02-08 22:00 | 695 | 688
2019-02-08 22:30 | 673 | 666
2019-02-08 23:00 | 664 | 656
2019-02-08 23:30 | 611 | 601
2019-02-09 | 590 | 578
2019-02-09 00:30 | 587 | 566
2019-02-09 01:00 | 538 | 512
2019-02-09 01:30 | 594 | 571
2019-02-09 02:00 | 589 | 566
2019-02-09 02:30 | 596 | 572
2019-02-09 03:00 | 625 | 603
2019-02-09 03:30 | 610 | 587
2019-02-09 04:00 | 593 | 570
2019-02-09 04:30 | 606 | 582
2019-02-09 05:00 | 613 | 590
2019-02-09 05:30 | 587 | 562
2019-02-09 06:00 | 578 | 553
2019-02-09 06:30 | 610 | 588
2019-02-09 07:00 | 624 | 604
2019-02-09 07:30 | 606 | 596
2019-02-09 08:00 | 606 | 597
2019-02-09 08:30 | 597 | 588
2019-02-09 09:00 | 642 | 635
2019-02-09 09:30 | 683 | 676
2019-02-09 10:00 | 657 | 649
2019-02-09 10:30 | 636 | 629
2019-02-09 11:00 | 659 | 652
2019-02-09 11:30 | 636 | 629
2019-02-09 12:00 | 639 | 632
2019-02-09 12:30 | 665 | 661
2019-02-09 13:00 | 712 | 709
2019-02-09 13:30 | 723 | 720
2019-02-09 14:00 | 775 | 773
2019-02-09 14:30 | 842 | 841
2019-02-09 15:00 | 808 | 806
2019-02-09 15:30 | 845 | 844
2019-02-09 16:00 | 855 | 854
2019-02-09 16:30 | 867 | 864
2019-02-09 17:00 | 895 | 893
2019-02-09 17:30 | 969 | 968
2019-02-09 18:00 | 950 | 949
2019-02-09 18:30 | 979 | 978
2019-02-09 19:00 | 923 | 921
2019-02-09 19:30 | 889 | 887
2019-02-09 20:00 | 877 | 875
2019-02-09 20:30 | 895 | 893
2019-02-09 21:00 | 866 | 863
2019-02-09 21:30 | 880 | 875
2019-02-09 22:00 | 830 | 826
2019-02-09 22:30 | 855 | 850
2019-02-09 23:00 | 847 | 842
2019-02-09 23:30 | 758 | 750
2019-02-10 | 686 | 673
2019-02-10 00:30 | 680 | 662
2019-02-10 01:00 | 704 | 682
2019-02-10 01:30 | 681 | 661
2019-02-10 02:00 | 669 | 649
2019-02-10 02:30 | 652 | 631
2019-02-10 03:00 | 631 | 609
2019-02-10 03:30 | 674 | 654
2019-02-10 04:00 | 665 | 645
2019-02-10 04:30 | 662 | 641
2019-02-10 05:00 | 695 | 675
2019-02-10 05:30 | 680 | 660
2019-02-10 06:00 | 637 | 614
2019-02-10 06:30 | 615 | 591
2019-02-10 07:00 | 585 | 560
2019-02-10 07:30 | 546 | 519
2019-02-10 08:00 | 535 | 509
2019-02-10 08:30 | 565 | 542
2019-02-10 09:00 | 580 | 559
2019-02-10 09:30 | 612 | 593
2019-02-10 10:00 | 655 | 640
2019-02-10 10:30 | 718 | 711
2019-02-10 11:00 | 732 | 726
2019-02-10 11:30 | 766 | 761
2019-02-10 12:00 | 789 | 784
2019-02-10 12:30 | 752 | 746
2019-02-10 13:00 | 775 | 770
2019-02-10 13:30 | 818 | 813
2019-02-10 14:00 | 843 | 840
2019-02-10 14:30 | 865 | 862
2019-02-10 15:00 | 901 | 899
2019-02-10 15:30 | 922 | 919
2019-02-10 16:00 | 935 | 933
2019-02-10 16:30 | 902 | 900
2019-02-10 17:00 | 948 | 946
2019-02-10 17:30 | 934 | 932
2019-02-10 18:00 | 935 | 934
2019-02-10 18:30 | 927 | 926
2019-02-10 19:00 | 922 | 921
2019-02-10 19:30 | 909 | 907
2019-02-10 20:00 | 914 | 912
2019-02-10 20:30 | 923 | 920
2019-02-10 21:00 | 847 | 844
2019-02-10 21:30 | 839 | 835
2019-02-10 22:00 | 752 | 748
2019-02-10 22:30 | 808 | 804
2019-02-10 23:00 | 820 | 815
2019-02-10 23:30 | 721 | 714
2019-02-11 | 681 | 669
2019-02-11 00:30 | 649 | 634
2019-02-11 01:00 | 592 | 574
2019-02-11 01:30 | 571 | 551
2019-02-11 02:00 | 531 | 509
2019-02-11 02:30 | 567 | 548
2019-02-11 03:00 | 535 | 512
2019-02-11 03:30 | 506 | 480
2019-02-11 04:00 | 527 | 503
2019-02-11 04:30 | 540 | 517
2019-02-11 05:00 | 610 | 593
2019-02-11 05:30 | 661 | 647
2019-02-11 06:00 | 615 | 601
2019-02-11 06:30 | 708 | 702
2019-02-11 07:00 | 762 | 760
2019-02-11 07:30 | 740 | 737
2019-02-11 08:00 | 728 | 724
2019-02-11 08:30 | 726 | 722
2019-02-11 09:00 | 766 | 763
2019-02-11 09:30 | 805 | 802
2019-02-11 10:00 | 787 | 784
2019-02-11 10:30 | 794 | 791
2019-02-11 11:00 | 794 | 791
2019-02-11 11:30 | 810 | 808
2019-02-11 12:00 | 798 | 795
2019-02-11 12:30 | 834 | 832
2019-02-11 13:00 | 834 | 832
2019-02-11 13:30 | 822 | 822
2019-02-11 14:00 | 810 | 809
2019-02-11 14:30 | 795 | 795
2019-02-11 15:00 | 799 | 798
2019-02-11 15:30 | 815 | 815
2019-02-11 16:00 | 872 | 871
2019-02-11 16:30 | 920 | 920
2019-02-11 17:00 | 971 | 970
2019-02-11 17:30 | 1003 | 1003
2019-02-11 18:00 | 997 | 996
2019-02-11 18:30 | 959 | 958
2019-02-11 19:00 | 1036 | 1035
2019-02-11 19:30 | 980 | 980
2019-02-11 20:00 | 951 | 950
2019-02-11 20:30 | 896 | 896
2019-02-11 21:00 | 856 | 854
2019-02-11 21:30 | 816 | 814
2019-02-11 22:00 | 797 | 796
2019-02-11 22:30 | 858 | 857
2019-02-11 23:00 | 886 | 886
2019-02-11 23:30 | 863 | 862
2019-02-12 | 800 | 799
2019-02-12 00:30 | 766 | 763
2019-02-12 01:00 | 755 | 753
2019-02-12 01:30 | 743 | 740
2019-02-12 02:00 | 766 | 763
2019-02-12 02:30 | 728 | 725
2019-02-12 03:00 | 724 | 721
2019-02-12 03:30 | 762 | 759
2019-02-12 04:00 | 691 | 688
2019-02-12 04:30 | 666 | 662
2019-02-12 05:00 | 705 | 702
2019-02-12 05:30 | 689 | 686
2019-02-12 06:00 | 696 | 693
2019-02-12 06:30 | 719 | 717
2019-02-12 07:00 | 760 | 759
2019-02-12 07:30 | 784 | 782
2019-02-12 08:00 | 779 | 777
2019-02-12 08:30 | 755 | 753
2019-02-12 09:00 | 713 | 711
2019-02-12 09:30 | 721 | 719
2019-02-12 10:00 | 785 | 783
2019-02-12 10:30 | 833 | 832
2019-02-12 11:00 | 836 | 835
2019-02-12 11:30 | 876 | 875
2019-02-12 12:00 | 905 | 904
2019-02-12 12:30 | 920 | 920
2019-02-12 13:00 | 911 | 911
2019-02-12 13:30 | 917 | 917
2019-02-12 14:00 | 971 | 971
2019-02-12 14:30 | 972 | 972
2019-02-12 15:00 | 1021 | 1021
2019-02-12 15:30 | 999 | 999
2019-02-12 16:00 | 1040 | 1040
2019-02-12 16:30 | 999 | 999
2019-02-12 17:00 | 1011 | 1011
2019-02-12 17:30 | 1058 | 1058
2019-02-12 18:00 | 1103 | 1103
2019-02-12 18:30 | 1075 | 1075
2019-02-12 19:00 | 1051 | 1051
2019-02-12 19:30 | 1094 | 1094
2019-02-12 20:00 | 1094 | 1093
2019-02-12 20:30 | 1067 | 1067
2019-02-12 21:00 | 986 | 986
2019-02-12 21:30 | 981 | 980
2019-02-12 22:00 | 950 | 947
2019-02-12 22:30 | 919 | 916
2019-02-12 23:00 | 902 | 900
2019-02-12 23:30 | 858 | 855
2019-02-13 | 765 | 760
2019-02-13 00:30 | 729 | 723
2019-02-13 01:00 | 689 | 683
2019-02-13 01:30 | 666 | 660
2019-02-13 02:00 | 674 | 668
2019-02-13 02:30 | 681 | 674
2019-02-13 03:00 | 705 | 699
2019-02-13 03:30 | 693 | 686
2019-02-13 04:00 | 731 | 724
2019-02-13 04:30 | 728 | 722
2019-02-13 05:00 | 736 | 730
2019-02-13 05:30 | 708 | 702
2019-02-13 06:00 | 613 | 606
2019-02-13 06:30 | 631 | 627
2019-02-13 07:00 | 684 | 682
2019-02-13 07:30 | 741 | 739
2019-02-13 08:00 | 691 | 687
2019-02-13 08:30 | 700 | 698
2019-02-13 09:00 | 750 | 749
2019-02-13 09:30 | 806 | 805
2019-02-13 10:00 | 862 | 862
2019-02-13 10:30 | 888 | 888
2019-02-13 11:00 | 920 | 920
2019-02-13 11:30 | 963 | 963
2019-02-13 12:00 | 1009 | 1009
2019-02-13 12:30 | 1065 | 1065
2019-02-13 13:00 | 1041 | 1041
2019-02-13 13:30 | 1038 | 1038
2019-02-13 14:00 | 1065 | 1065
2019-02-13 14:30 | 1091 | 1091
2019-02-13 15:00 | 1078 | 1078
2019-02-13 15:30 | 1103 | 1102
2019-02-13 16:00 | 1077 | 1076
2019-02-13 16:30 | 1088 | 1088
2019-02-13 17:00 | 1090 | 1089
2019-02-13 17:30 | 1088 | 1088
2019-02-13 18:00 | 1100 | 1100
2019-02-13 18:30 | 1081 | 1081
2019-02-13 19:00 | 1075 | 1075
2019-02-13 19:30 | 1079 | 1078
2019-02-13 20:00 | 1048 | 1048
2019-02-13 20:30 | 1084 | 1084
2019-02-13 21:00 | 1100 | 1099
2019-02-13 21:30 | 985 | 984
2019-02-13 22:00 | 912 | 910
2019-02-13 22:30 | 883 | 882
2019-02-13 23:00 | 940 | 939
2019-02-13 23:30 | 910 | 908
2019-02-14 | 872 | 870
2019-02-14 00:30 | 856 | 852
2019-02-14 01:00 | 852 | 848
2019-02-14 01:30 | 782 | 776
2019-02-14 02:00 | 721 | 715
2019-02-14 02:30 | 722 | 715
2019-02-14 03:00 | 706 | 699
2019-02-14 03:30 | 715 | 708
2019-02-14 04:00 | 687 | 680
2019-02-14 04:30 | 692 | 685
2019-02-14 05:00 | 702 | 695
2019-02-14 05:30 | 687 | 680
2019-02-14 06:00 | 674 | 663
2019-02-14 06:30 | 795 | 791
2019-02-14 07:00 | 802 | 801
2019-02-14 07:30 | 722 | 720
2019-02-14 08:00 | 752 | 750
2019-02-14 08:30 | 784 | 781
2019-02-14 09:00 | 776 | 774
2019-02-14 09:30 | 788 | 786
2019-02-14 10:00 | 810 | 808
2019-02-14 10:30 | 780 | 777
2019-02-14 11:00 | 770 | 767
2019-02-14 11:30 | 827 | 825
2019-02-14 12:00 | 867 | 866
2019-02-14 12:30 | 867 | 865
2019-02-14 13:00 | 909 | 908
2019-02-14 13:30 | 905 | 904
2019-02-14 14:00 | 903 | 902
2019-02-14 14:30 | 922 | 922
2019-02-14 15:00 | 939 | 938
2019-02-14 15:30 | 949 | 948
2019-02-14 16:00 | 959 | 958
2019-02-14 16:30 | 908 | 907
2019-02-14 17:00 | 922 | 921
2019-02-14 17:30 | 915 | 913
2019-02-14 18:00 | 908 | 906
2019-02-14 18:30 | 933 | 931
2019-02-14 19:00 | 956 | 955
2019-02-14 19:30 | 951 | 950
2019-02-14 20:00 | 961 | 959
2019-02-14 20:30 | 989 | 987
2019-02-14 21:00 | 937 | 935
2019-02-14 21:30 | 862 | 858
2019-02-14 22:00 | 810 | 805
2019-02-14 22:30 | 798 | 793
2019-02-14 23:00 | 816 | 811
2019-02-14 23:30 | 768 | 763
2019-02-15 | 744 | 737
2019-02-15 00:30 | 688 | 680
2019-02-15 01:00 | 655 | 646
2019-02-15 01:30 | 634 | 624
2019-02-15 02:00 | 620 | 610
2019-02-15 02:30 | 589 | 577
2019-02-15 03:00 | 593 | 581
2019-02-15 03:30 | 600 | 588
2019-02-15 04:00 | 608 | 596
2019-02-15 04:30 | 603 | 591
2019-02-15 05:00 | 611 | 600
2019-02-15 05:30 | 632 | 622
2019-02-15 06:00 | 662 | 653
2019-02-15 06:30 | 717 | 711
2019-02-15 07:00 | 736 | 733
2019-02-15 07:30 | 724 | 721
2019-02-15 08:00 | 691 | 688
2019-02-15 08:30 | 652 | 649
2019-02-15 09:00 | 612 | 608
2019-02-15 09:30 | 566 | 561
2019-02-15 10:00 | 548 | 543
2019-02-15 10:30 | 577 | 573
2019-02-15 11:00 | 560 | 554
2019-02-15 11:30 | 567 | 559
2019-02-15 12:00 | 560 | 552
2019-02-15 12:30 | 558 | 550
2019-02-15 13:00 | 578 | 571
2019-02-15 13:30 | 595 | 588
2019-02-15 14:00 | 626 | 619
2019-02-15 14:30 | 658 | 652
2019-02-15 15:00 | 659 | 654
2019-02-15 15:30 | 669 | 664
2019-02-15 16:00 | 712 | 708
2019-02-15 16:30 | 722 | 718
2019-02-15 17:00 | 808 | 806
2019-02-15 17:30 | 862 | 860
2019-02-15 18:00 | 835 | 832
2019-02-15 18:30 | 834 | 830
2019-02-15 19:00 | 843 | 840
2019-02-15 19:30 | 852 | 849
2019-02-15 20:00 | 844 | 841
2019-02-15 20:30 | 888 | 885
2019-02-15 21:00 | 859 | 856
2019-02-15 21:30 | 854 | 848
2019-02-15 22:00 | 808 | 803
2019-02-15 22:30 | 771 | 765
2019-02-15 23:00 | 765 | 758
2019-02-15 23:30 | 744 | 732
2019-02-16 | 654 | 640
2019-02-16 00:30 | 615 | 593
2019-02-16 01:00 | 596 | 569
2019-02-16 01:30 | 596 | 564
2019-02-16 02:00 | 590 | 559
2019-02-16 02:30 | 567 | 541
2019-02-16 03:00 | 549 | 517
2019-02-16 03:30 | 577 | 543
2019-02-16 04:00 | 605 | 573
2019-02-16 04:30 | 573 | 538
2019-02-16 05:00 | 593 | 560
2019-02-16 05:30 | 608 | 577
2019-02-16 06:00 | 581 | 553
2019-02-16 06:30 | 563 | 536
2019-02-16 07:00 | 564 | 537
2019-02-16 07:30 | 535 | 509
2019-02-16 08:00 | 521 | 495
2019-02-16 08:30 | 518 | 495
2019-02-16 09:00 | 527 | 509
2019-02-16 09:30 | 521 | 507
2019-02-16 10:00 | 475 | 462
2019-02-16 10:30 | 426 | 413
2019-02-16 11:00 | 356 | 339
2019-02-16 11:30 | 399 | 385
2019-02-16 12:00 | 433 | 421
2019-02-16 12:30 | 457 | 446
2019-02-16 13:00 | 461 | 451
2019-02-16 13:30 | 466 | 456
2019-02-16 14:00 | 511 | 503
2019-02-16 14:30 | 503 | 494
2019-02-16 15:00 | 498 | 490
2019-02-16 15:30 | 518 | 509
2019-02-16 16:00 | 544 | 536
2019-02-16 16:30 | 537 | 530
2019-02-16 17:00 | 589 | 583
2019-02-16 17:30 | 593 | 589
2019-02-16 18:00 | 628 | 626
2019-02-16 18:30 | 674 | 672
2019-02-16 19:00 | 701 | 700
2019-02-16 19:30 | 730 | 729
2019-02-16 20:00 | 723 | 721
2019-02-16 20:30 | 700 | 698
2019-02-16 21:00 | 687 | 684
2019-02-16 21:30 | 724 | 722
2019-02-16 22:00 | 757 | 755
2019-02-16 22:30 | 712 | 708
2019-02-16 23:00 | 721 | 716
2019-02-16 23:30 | 668 | 662
2019-02-17 | 633 | 625
2019-02-17 00:30 | 584 | 570
2019-02-17 01:00 | 537 | 521
2019-02-17 01:30 | 512 | 495
2019-02-17 02:00 | 493 | 462
2019-02-17 02:30 | 474 | 441
2019-02-17 03:00 | 443 | 406
2019-02-17 03:30 | 473 | 438
2019-02-17 04:00 | 503 | 472
2019-02-17 04:30 | 577 | 552
2019-02-17 05:00 | 598 | 574
2019-02-17 05:30 | 544 | 516
2019-02-17 06:00 | 528 | 505
2019-02-17 06:30 | 504 | 486
2019-02-17 07:00 | 469 | 449
2019-02-17 07:30 | 467 | 448
2019-02-17 08:00 | 453 | 434
2019-02-17 08:30 | 429 | 408
2019-02-17 09:00 | 426 | 406
2019-02-17 09:30 | 412 | 395
2019-02-17 10:00 | 370 | 354
2019-02-17 10:30 | 343 | 325
2019-02-17 11:00 | 335 | 316
2019-02-17 11:30 | 317 | 295
2019-02-17 12:00 | 290 | 273
2019-02-17 12:30 | 330 | 317
2019-02-17 13:00 | 321 | 308
2019-02-17 13:30 | 350 | 339
2019-02-17 14:00 | 355 | 346
2019-02-17 14:30 | 382 | 373
2019-02-17 15:00 | 407 | 399
2019-02-17 15:30 | 419 | 412
2019-02-17 16:00 | 453 | 446
2019-02-17 16:30 | 434 | 426
2019-02-17 17:00 | 467 | 461
2019-02-17 17:30 | 567 | 564
2019-02-17 18:00 | 642 | 639
2019-02-17 18:30 | 681 | 678
2019-02-17 19:00 | 744 | 742
2019-02-17 19:30 | 751 | 748
2019-02-17 20:00 | 735 | 732
2019-02-17 20:30 | 790 | 788
2019-02-17 21:00 | 782 | 781
2019-02-17 21:30 | 748 | 742
2019-02-17 22:00 | 738 | 731
2019-02-17 22:30 | 758 | 750
2019-02-17 23:00 | 736 | 725
2019-02-17 23:30 | 693 | 680
2019-02-18 | 655 | 639
2019-02-18 00:30 | 629 | 608
2019-02-18 01:00 | 555 | 531
2019-02-18 01:30 | 535 | 508
2019-02-18 02:00 | 514 | 485
2019-02-18 02:30 | 487 | 455
2019-02-18 03:00 | 506 | 476
2019-02-18 03:30 | 523 | 495
2019-02-18 04:00 | 522 | 494
2019-02-18 04:30 | 524 | 497
2019-02-18 05:00 | 544 | 519
2019-02-18 05:30 | 536 | 512
2019-02-18 06:00 | 546 | 524
2019-02-18 06:30 | 611 | 604
2019-02-18 07:00 | 626 | 622
2019-02-18 07:30 | 552 | 548
2019-02-18 08:00 | 468 | 462
2019-02-18 08:30 | 422 | 415
2019-02-18 09:00 | 430 | 418
2019-02-18 09:30 | 462 | 452
2019-02-18 10:00 | 494 | 484
2019-02-18 10:30 | 537 | 528
2019-02-18 11:00 | 505 | 494
2019-02-18 11:30 | 485 | 473
2019-02-18 12:00 | 489 | 478
2019-02-18 12:30 | 515 | 504
2019-02-18 13:00 | 522 | 511
2019-02-18 13:30 | 567 | 558
2019-02-18 14:00 | 599 | 592
2019-02-18 14:30 | 616 | 610
2019-02-18 15:00 | 630 | 623
2019-02-18 15:30 | 606 | 601
2019-02-18 16:00 | 648 | 645
2019-02-18 16:30 | 676 | 673
2019-02-18 17:00 | 737 | 735
2019-02-18 17:30 | 745 | 743
2019-02-18 18:00 | 772 | 770
2019-02-18 18:30 | 819 | 817
2019-02-18 19:00 | 865 | 865
2019-02-18 19:30 | 890 | 890
2019-02-18 20:00 | 918 | 918
2019-02-18 20:30 | 884 | 883
2019-02-18 21:00 | 833 | 832
2019-02-18 21:30 | 803 | 800
2019-02-18 22:00 | 783 | 778
2019-02-18 22:30 | 784 | 779
2019-02-18 23:00 | 777 | 772
2019-02-18 23:30 | 732 | 725
2019-02-19 | 688 | 680
2019-02-19 00:30 | 633 | 623
2019-02-19 01:00 | 612 | 595
2019-02-19 01:30 | 592 | 570
2019-02-19 02:00 | 574 | 552
2019-02-19 02:30 | 552 | 528
2019-02-19 03:00 | 563 | 540
2019-02-19 03:30 | 593 | 571
2019-02-19 04:00 | 575 | 553
2019-02-19 04:30 | 568 | 546
2019-02-19 05:00 | 588 | 567
2019-02-19 05:30 | 569 | 548
2019-02-19 06:00 | 519 | 496
2019-02-19 06:30 | 528 | 514
2019-02-19 07:00 | 526 | 519
2019-02-19 07:30 | 469 | 459
2019-02-19 08:00 | 419 | 403
2019-02-19 08:30 | 377 | 359
2019-02-19 09:00 | 368 | 354
2019-02-19 09:30 | 364 | 351
2019-02-19 10:00 | 434 | 425
2019-02-19 10:30 | 475 | 469
2019-02-19 11:00 | 499 | 494
2019-02-19 11:30 | 503 | 498
2019-02-19 12:00 | 536 | 532
2019-02-19 12:30 | 639 | 637
2019-02-19 13:00 | 648 | 645
2019-02-19 13:30 | 601 | 597
2019-02-19 14:00 | 632 | 629
2019-02-19 14:30 | 634 | 632
2019-02-19 15:00 | 686 | 685
2019-02-19 15:30 | 714 | 712
2019-02-19 16:00 | 795 | 794
2019-02-19 16:30 | 860 | 859
2019-02-19 17:00 | 958 | 958
2019-02-19 17:30 | 1006 | 1006
2019-02-19 18:00 | 932 | 932
2019-02-19 18:30 | 922 | 922
2019-02-19 19:00 | 939 | 939
2019-02-19 19:30 | 927 | 927
2019-02-19 20:00 | 939 | 939
2019-02-19 20:30 | 895 | 895
2019-02-19 21:00 | 802 | 800
2019-02-19 21:30 | 761 | 755
2019-02-19 22:00 | 733 | 727
2019-02-19 22:30 | 754 | 749
2019-02-19 23:00 | 720 | 715
2019-02-19 23:30 | 681 | 675
2019-02-20 | 649 | 641
2019-02-20 00:30 | 614 | 605
2019-02-20 01:00 | 608 | 598
2019-02-20 01:30 | 636 | 623
2019-02-20 02:00 | 651 | 637
2019-02-20 02:30 | 648 | 634
2019-02-20 03:00 | 628 | 614
2019-02-20 03:30 | 641 | 627
2019-02-20 04:00 | 649 | 635
2019-02-20 04:30 | 639 | 625
2019-02-20 05:00 | 659 | 646
2019-02-20 05:30 | 668 | 659
2019-02-20 06:00 | 640 | 635
2019-02-20 06:30 | 614 | 611
2019-02-20 07:00 | 584 | 582
2019-02-20 07:30 | 568 | 566
2019-02-20 08:00 | 587 | 584
2019-02-20 08:30 | 585 | 581
2019-02-20 09:00 | 532 | 527
2019-02-20 09:30 | 518 | 512
2019-02-20 10:00 | 546 | 541
2019-02-20 10:30 | 567 | 563
2019-02-20 11:00 | 626 | 624
2019-02-20 11:30 | 626 | 623
2019-02-20 12:00 | 650 | 647
2019-02-20 12:30 | 653 | 651
2019-02-20 13:00 | 652 | 650
2019-02-20 13:30 | 735 | 734
2019-02-20 14:00 | 823 | 822
2019-02-20 14:30 | 868 | 868
2019-02-20 15:00 | 879 | 879
2019-02-20 15:30 | 877 | 876
2019-02-20 16:00 | 932 | 932
2019-02-20 16:30 | 971 | 971
2019-02-20 17:00 | 1030 | 1030
2019-02-20 17:30 | 1024 | 1024
2019-02-20 18:00 | 972 | 972
2019-02-20 18:30 | 922 | 922
2019-02-20 19:00 | 963 | 963
2019-02-20 19:30 | 957 | 957
2019-02-20 20:00 | 1046 | 1046
2019-02-20 20:30 | 978 | 978
2019-02-20 21:00 | 959 | 958
2019-02-20 21:30 | 892 | 891
2019-02-20 22:00 | 901 | 897
2019-02-20 22:30 | 898 | 894
2019-02-20 23:00 | 901 | 897
2019-02-20 23:30 | 840 | 835
2019-02-21 | 804 | 800
2019-02-21 00:30 | 746 | 740
2019-02-21 01:00 | 714 | 707
2019-02-21 01:30 | 690 | 682
2019-02-21 02:00 | 654 | 646
2019-02-21 02:30 | 637 | 628
2019-02-21 03:00 | 617 | 607
2019-02-21 03:30 | 627 | 617
2019-02-21 04:00 | 633 | 623
2019-02-21 04:30 | 639 | 630
2019-02-21 05:00 | 658 | 650
2019-02-21 05:30 | 677 | 670
2019-02-21 06:00 | 693 | 688
2019-02-21 06:30 | 707 | 704
2019-02-21 07:00 | 727 | 725
2019-02-21 07:30 | 709 | 708
2019-02-21 08:00 | 726 | 724
2019-02-21 08:30 | 700 | 697
2019-02-21 09:00 | 707 | 704
2019-02-21 09:30 | 708 | 705
2019-02-21 10:00 | 696 | 694
2019-02-21 10:30 | 684 | 681
2019-02-21 11:00 | 708 | 705
2019-02-21 11:30 | 734 | 732
2019-02-21 12:00 | 726 | 724
2019-02-21 12:30 | 728 | 726
2019-02-21 13:00 | 776 | 774
2019-02-21 13:30 | 790 | 789
2019-02-21 14:00 | 750 | 749
2019-02-21 14:30 | 824 | 823
2019-02-21 15:00 | 763 | 762
2019-02-21 15:30 | 804 | 803
2019-02-21 16:00 | 849 | 849
2019-02-21 16:30 | 903 | 902
2019-02-21 17:00 | 937 | 937
2019-02-21 17:30 | 956 | 956
2019-02-21 18:00 | 976 | 976
2019-02-21 18:30 | 995 | 995
2019-02-21 19:00 | 980 | 980
2019-02-21 19:30 | 968 | 968
2019-02-21 20:00 | 946 | 945
2019-02-21 20:30 | 1007 | 1006
2019-02-21 21:00 | 905 | 904
2019-02-21 21:30 | 847 | 844
2019-02-21 22:00 | 845 | 842
2019-02-21 22:30 | 854 | 850
2019-02-21 23:00 | 854 | 850
2019-02-21 23:30 | 787 | 781
2019-02-22 | 746 | 739
2019-02-22 00:30 | 674 | 664
2019-02-22 01:00 | 653 | 641
2019-02-22 01:30 | 720 | 709
2019-02-22 02:00 | 767 | 757
2019-02-22 02:30 | 737 | 726
2019-02-22 03:00 | 720 | 708
2019-02-22 03:30 | 724 | 713
2019-02-22 04:00 | 724 | 712
2019-02-22 04:30 | 757 | 747
2019-02-22 05:00 | 772 | 762
2019-02-22 05:30 | 688 | 676
2019-02-22 06:00 | 688 | 682
2019-02-22 06:30 | 682 | 678
2019-02-22 07:00 | 661 | 656
2019-02-22 07:30 | 662 | 658
2019-02-22 08:00 | 637 | 633
2019-02-22 08:30 | 634 | 631
2019-02-22 09:00 | 633 | 630
2019-02-22 09:30 | 652 | 649
2019-02-22 10:00 | 637 | 634
2019-02-22 10:30 | 606 | 602
2019-02-22 11:00 | 612 | 608
2019-02-22 11:30 | 689 | 686
2019-02-22 12:00 | 705 | 703
2019-02-22 12:30 | 747 | 745
2019-02-22 13:00 | 748 | 746
2019-02-22 13:30 | 706 | 703
2019-02-22 14:00 | 724 | 721
2019-02-22 14:30 | 702 | 699
2019-02-22 15:00 | 726 | 723
2019-02-22 15:30 | 763 | 761
2019-02-22 16:00 | 835 | 833
2019-02-22 16:30 | 806 | 804
2019-02-22 17:00 | 814 | 812
2019-02-22 17:30 | 822 | 820
2019-02-22 18:00 | 848 | 847
2019-02-22 18:30 | 846 | 845
2019-02-22 19:00 | 859 | 858
2019-02-22 19:30 | 841 | 840
2019-02-22 20:00 | 809 | 808
2019-02-22 20:30 | 741 | 740
2019-02-22 21:00 | 704 | 702
2019-02-22 21:30 | 619 | 613
2019-02-22 22:00 | 568 | 556
2019-02-22 22:30 | 589 | 576
2019-02-22 23:00 | 634 | 622
2019-02-22 23:30 | 589 | 575
2019-02-23 | 502 | 483
2019-02-23 00:30 | 471 | 444
2019-02-23 01:00 | 467 | 435
2019-02-23 01:30 | 471 | 439
2019-02-23 02:00 | 462 | 420
2019-02-23 02:30 | 483 | 441
2019-02-23 03:00 | 464 | 421
2019-02-23 03:30 | 461 | 417
2019-02-23 04:00 | 490 | 449
2019-02-23 04:30 | 476 | 433
2019-02-23 05:00 | 502 | 462
2019-02-23 05:30 | 449 | 404
2019-02-23 06:00 | 418 | 368
2019-02-23 06:30 | 355 | 316
2019-02-23 07:00 | 309 | 268
2019-02-23 07:30 | 289 | 258
2019-02-23 08:00 | 321 | 294
2019-02-23 08:30 | 390 | 369
2019-02-23 09:00 | 388 | 370
2019-02-23 09:30 | 369 | 354
2019-02-23 10:00 | 379 | 365
2019-02-23 10:30 | 371 | 357
2019-02-23 11:00 | 364 | 349
2019-02-23 11:30 | 372 | 356
2019-02-23 12:00 | 388 | 374
2019-02-23 12:30 | 382 | 367
2019-02-23 13:00 | 421 | 408
2019-02-23 13:30 | 484 | 474
2019-02-23 14:00 | 500 | 491
2019-02-23 14:30 | 535 | 527
2019-02-23 15:00 | 591 | 585
2019-02-23 15:30 | 641 | 636
2019-02-23 16:00 | 640 | 635
2019-02-23 16:30 | 649 | 644
2019-02-23 17:00 | 622 | 617
2019-02-23 17:30 | 662 | 658
2019-02-23 18:00 | 688 | 684
2019-02-23 18:30 | 699 | 695
2019-02-23 19:00 | 738 | 735
2019-02-23 19:30 | 689 | 685
2019-02-23 20:00 | 716 | 712
2019-02-23 20:30 | 706 | 701
2019-02-23 21:00 | 666 | 660
2019-02-23 21:30 | 679 | 672
2019-02-23 22:00 | 637 | 627
2019-02-23 22:30 | 660 | 651
2019-02-23 23:00 | 669 | 660
2019-02-23 23:30 | 621 | 609
2019-02-24 | 562 | 544
2019-02-24 00:30 | 502 | 479
2019-02-24 01:00 | 458 | 428
2019-02-24 01:30 | 472 | 438
2019-02-24 02:00 | 541 | 513
2019-02-24 02:30 | 550 | 523
2019-02-24 03:00 | 517 | 488
2019-02-24 03:30 | 516 | 486
2019-02-24 04:00 | 506 | 476
2019-02-24 04:30 | 505 | 474
2019-02-24 05:00 | 511 | 481
2019-02-24 05:30 | 525 | 496
2019-02-24 06:00 | 480 | 448
2019-02-24 06:30 | 454 | 426
2019-02-24 07:00 | 428 | 398
2019-02-24 07:30 | 409 | 378
2019-02-24 08:00 | 371 | 335
2019-02-24 08:30 | 376 | 345
2019-02-24 09:00 | 401 | 376
2019-02-24 09:30 | 446 | 430
2019-02-24 10:00 | 459 | 443
2019-02-24 10:30 | 463 | 447
2019-02-24 11:00 | 399 | 379
2019-02-24 11:30 | 336 | 317
2019-02-24 12:00 | 337 | 319
2019-02-24 12:30 | 286 | 262
2019-02-24 13:00 | 285 | 262
2019-02-24 13:30 | 274 | 250
2019-02-24 14:00 | 305 | 285
2019-02-24 14:30 | 364 | 350
2019-02-24 15:00 | 413 | 402
2019-02-24 15:30 | 458 | 448
2019-02-24 16:00 | 535 | 529
2019-02-24 16:30 | 556 | 550
2019-02-24 17:00 | 610 | 605
2019-02-24 17:30 | 651 | 647
2019-02-24 18:00 | 629 | 625
2019-02-24 18:30 | 607 | 602
2019-02-24 19:00 | 627 | 624
2019-02-24 19:30 | 595 | 590
2019-02-24 20:00 | 551 | 545
2019-02-24 20:30 | 603 | 597
2019-02-24 21:00 | 626 | 619
2019-02-24 21:30 | 613 | 605
2019-02-24 22:00 | 594 | 583
2019-02-24 22:30 | 591 | 576
2019-02-24 23:00 | 599 | 585
2019-02-24 23:30 | 560 | 542
2019-02-25 | 460 | 427
2019-02-25 00:30 | 425 | 385
2019-02-25 01:00 | 395 | 347
2019-02-25 01:30 | 394 | 340
2019-02-25 02:00 | 409 | 358
2019-02-25 02:30 | 402 | 349
2019-02-25 03:00 | 409 | 358
2019-02-25 03:30 | 409 | 357
2019-02-25 04:00 | 423 | 375
2019-02-25 04:30 | 440 | 395
2019-02-25 05:00 | 452 | 409
2019-02-25 05:30 | 485 | 448
2019-02-25 06:00 | 428 | 401
2019-02-25 06:30 | 481 | 462
2019-02-25 07:00 | 475 | 464
2019-02-25 07:30 | 443 | 434
2019-02-25 08:00 | 408 | 400
2019-02-25 08:30 | 430 | 424
2019-02-25 09:00 | 401 | 390
2019-02-25 09:30 | 399 | 387
2019-02-25 10:00 | 377 | 364
2019-02-25 10:30 | 391 | 378
2019-02-25 11:00 | 362 | 347
2019-02-25 11:30 | 323 | 305
2019-02-25 12:00 | 345 | 329
2019-02-25 12:30 | 356 | 342
2019-02-25 13:00 | 374 | 360
2019-02-25 13:30 | 381 | 369
2019-02-25 14:00 | 389 | 377
2019-02-25 14:30 | 432 | 423
2019-02-25 15:00 | 423 | 413
2019-02-25 15:30 | 503 | 495
2019-02-25 16:00 | 537 | 530
2019-02-25 16:30 | 480 | 472
2019-02-25 17:00 | 520 | 513
2019-02-25 17:30 | 546 | 539
2019-02-25 18:00 | 590 | 585
2019-02-25 18:30 | 588 | 582
2019-02-25 19:00 | 605 | 600
2019-02-25 19:30 | 676 | 673
2019-02-25 20:00 | 644 | 642
2019-02-25 20:30 | 606 | 603
2019-02-25 21:00 | 614 | 612
2019-02-25 21:30 | 579 | 571
2019-02-25 22:00 | 557 | 547
2019-02-25 22:30 | 548 | 537
2019-02-25 23:00 | 560 | 548
2019-02-25 23:30 | 514 | 500
2019-02-26 | 469 | 447
2019-02-26 00:30 | 439 | 413
2019-02-26 01:00 | 409 | 379
2019-02-26 01:30 | 406 | 376
2019-02-26 02:00 | 417 | 387
2019-02-26 02:30 | 405 | 373
2019-02-26 03:00 | 415 | 384
2019-02-26 03:30 | 419 | 389
2019-02-26 04:00 | 499 | 476
2019-02-26 04:30 | 450 | 424
2019-02-26 05:00 | 457 | 433
2019-02-26 05:30 | 440 | 417
2019-02-26 06:00 | 404 | 385
2019-02-26 06:30 | 424 | 408
2019-02-26 07:00 | 407 | 396
2019-02-26 07:30 | 395 | 384
2019-02-26 08:00 | 406 | 395
2019-02-26 08:30 | 400 | 389
2019-02-26 09:00 | 409 | 399
2019-02-26 09:30 | 419 | 409
2019-02-26 10:00 | 404 | 392
2019-02-26 10:30 | 416 | 406
2019-02-26 11:00 | 449 | 441
2019-02-26 11:30 | 454 | 446
2019-02-26 12:00 | 443 | 435
2019-02-26 12:30 | 416 | 406
2019-02-26 13:00 | 458 | 450
2019-02-26 13:30 | 440 | 431
2019-02-26 14:00 | 489 | 482
2019-02-26 14:30 | 474 | 466
2019-02-26 15:00 | 464 | 456
2019-02-26 15:30 | 448 | 440
2019-02-26 16:00 | 422 | 410
2019-02-26 16:30 | 412 | 395
2019-02-26 17:00 | 468 | 455
2019-02-26 17:30 | 523 | 512
2019-02-26 18:00 | 574 | 565
2019-02-26 18:30 | 639 | 631
2019-02-26 19:00 | 717 | 712
2019-02-26 19:30 | 686 | 681
2019-02-26 20:00 | 641 | 634
2019-02-26 20:30 | 636 | 629
2019-02-26 21:00 | 633 | 628
2019-02-26 21:30 | 604 | 597
2019-02-26 22:00 | 599 | 590
2019-02-26 22:30 | 619 | 610
2019-02-26 23:00 | 614 | 605
2019-02-26 23:30 | 561 | 549
2019-02-27 | 507 | 482
2019-02-27 00:30 | 583 | 561
2019-02-27 01:00 | 585 | 563
2019-02-27 01:30 | 576 | 553
2019-02-27 02:00 | 574 | 550
2019-02-27 02:30 | 565 | 540
2019-02-27 03:00 | 576 | 551
2019-02-27 03:30 | 566 | 541
2019-02-27 04:00 | 549 | 523
2019-02-27 04:30 | 527 | 501
2019-02-27 05:00 | 573 | 550
2019-02-27 05:30 | 496 | 475
2019-02-27 06:00 | 466 | 451
2019-02-27 06:30 | 516 | 509
2019-02-27 07:00 | 524 | 521
2019-02-27 07:30 | 505 | 501
2019-02-27 08:00 | 485 | 482
2019-02-27 08:30 | 459 | 452
2019-02-27 09:00 | 446 | 438
2019-02-27 09:30 | 420 | 411
2019-02-27 10:00 | 397 | 387
2019-02-27 10:30 | 408 | 399
2019-02-27 11:00 | 438 | 430
2019-02-27 11:30 | 475 | 468
2019-02-27 12:00 | 483 | 476
2019-02-27 12:30 | 486 | 479
2019-02-27 13:00 | 473 | 465
2019-02-27 13:30 | 474 | 467
2019-02-27 14:00 | 459 | 451
2019-02-27 14:30 | 482 | 476
2019-02-27 15:00 | 459 | 452
2019-02-27 15:30 | 470 | 464
2019-02-27 16:00 | 472 | 465
2019-02-27 16:30 | 520 | 515
2019-02-27 17:00 | 498 | 492
2019-02-27 17:30 | 532 | 526
2019-02-27 18:00 | 548 | 542
2019-02-27 18:30 | 613 | 608
2019-02-27 19:00 | 659 | 656
2019-02-27 19:30 | 634 | 630
2019-02-27 20:00 | 661 | 658
2019-02-27 20:30 | 649 | 645
2019-02-27 21:00 | 607 | 601
2019-02-27 21:30 | 558 | 548
2019-02-27 22:00 | 514 | 501
2019-02-27 22:30 | 567 | 556
2019-02-27 23:00 | 603 | 593
2019-02-27 23:30 | 535 | 522
2019-02-28 | 489 | 466
2019-02-28 00:30 | 476 | 444
2019-02-28 01:00 | 461 | 428
2019-02-28 01:30 | 416 | 379
2019-02-28 02:00 | 377 | 337
2019-02-28 02:30 | 373 | 332
2019-02-28 03:00 | 371 | 329
2019-02-28 03:30 | 388 | 349
2019-02-28 04:00 | 413 | 376
2019-02-28 04:30 | 425 | 389
2019-02-28 05:00 | 453 | 420
2019-02-28 05:30 | 417 | 388
2019-02-28 06:00 | 407 | 389
2019-02-28 06:30 | 403 | 390
2019-02-28 07:00 | 413 | 402
2019-02-28 07:30 | 454 | 449
2019-02-28 08:00 | 411 | 405
2019-02-28 08:30 | 388 | 381
2019-02-28 09:00 | 376 | 364
2019-02-28 09:30 | 326 | 308
2019-02-28 10:00 | 298 | 273
2019-02-28 10:30 | 284 | 257
2019-02-28 11:00 | 302 | 279
2019-02-28 11:30 | 303 | 281
2019-02-28 12:00 | 314 | 292
2019-02-28 12:30 | 306 | 283
2019-02-28 13:00 | 269 | 240
2019-02-28 13:30 | 275 | 247
2019-02-28 14:00 | 305 | 286
2019-02-28 14:30 | 325 | 308
2019-02-28 15:00 | 318 | 297
2019-02-28 15:30 | 332 | 315
2019-02-28 16:00 | 387 | 375
2019-02-28 16:30 | 417 | 405
2019-02-28 17:00 | 470 | 462
2019-02-28 17:30 | 484 | 476
2019-02-28 18:00 | 561 | 555
2019-02-28 18:30 | 613 | 609
2019-02-28 19:00 | 673 | 670
2019-02-28 19:30 | 655 | 652
2019-02-28 20:00 | 635 | 630
2019-02-28 20:30 | 662 | 657
2019-02-28 21:00 | 637 | 633
2019-02-28 21:30 | 576 | 569
2019-02-28 22:00 | 562 | 552
2019-02-28 22:30 | 544 | 533
2019-02-28 23:00 | 551 | 537
2019-02-28 23:30 | 452 | 429
2019-03-01 | 388 | 357

## 24. Historic ratings
|  | 2016 Winter | 2016/17 Summer | 2017 Winter | 2017/18 Summer | 2018 Winter | 2018/19 Summer
PQ Rating (MVA) |  | 2846 | 2472 | 2846 | 2492 | 2868 | 2492
Feeders | 9907 | 1423 | 1236 | 1423 | 1246 | 1434 | 1246
| 9908 | 1423 | 1236 | 1423 | 1246 | 1434 | 1246

## 26. Unplanned outages
Unplanned Outage Date/Time | Element Affected | Element Type | Outage Cause | Outage Duration (mins) | Customer Outage Duration (mins) | MW Lost (Instantaneous) | MW Minutes
42451.749 | 9908 - R004 Millmerran to H014 Middle Ridge | FEEDER | Storm | 0.11667 | - | - | -
43142.6873 | 9907 - R004 Millmerran to H014 Middle Ridge | FEEDER | Storm | 0.2 | - | - | -
43162.7619 | 9907 - R004 Millmerran to H014 Middle Ridge | FEEDER | Storm | 0.46667 | - | - | -