## Cover Page
AER Rule | Field Name | Value(s)
1 | Transmission line ID | 275kV F813, F814 from H067 Calliope River to H006 Gin Gin
2 | Constraint primary driver | Asset condition
3 | Location of constraint (start, decimal degrees, latitude and longitude) | -23.967 | 151.265
4 | Location of constraint (end, decimal degrees, latitude and longitude) | -24.901 | 151.819
Financial year
|  | 2020 | 2021 | 2022 | 2023 | 2024 | 2025 | 2026 | 2027 | 2028 | 2029 | 2030
5 | Forecast asset rating (MVA) | 1592 | 1592 | 1592 | 1592 | 1592 | 1592 | 1592 | 1592 | 1592 | 1592 | 1592
6 | Forecast maximum demand 10% PoE (MVA) | 900.52 | 896.95 | 884.9 | 877.92 | 869.15 | 865.08 | 849.62 | 834.44 | 831.43 | 832.29 | 849.26
| Forecast maximum demand 50% PoE (MVA) | 803.82 | 796.5 | 795.14 | 792.26 | 783.66 | 789.78 | 788.22 | 788.1 | 788.54 | 789.42 | 699.54
7 | Voltage Level (kV) | Financial year 2020: 275
Financial year
|  | 2020 | 2021 | 2022 | 2023 | 2024 | 2025 | 2026 | 2027 | 2028 | 2029 | 2030
8 | Maximum load at risk (MVA) | 0 | 0 | 0 | 0 | 0 | 0 | 0 | 0 | 0 | 0 | 0
| Maximum load at risk (MW) | 0 | 0 | 0 | 0 | 0 | 0 | 0 | 0 | 0 | 0 | 0
9 | Energy at risk (MWh) | 0 | 0 | 0 | 0 | 0 | 0 | 0 | 0 | 0 | 0 | 0
10 | Preferred investment | Financial year 2020: Rebuild the 275k transmission lines between Wurdong tee and Gin Gin substation
Financial year
|  | 2020 | 2021 | 2022 | 2023 | 2024 | 2025 | 2026 | 2027 | 2028 | 2029 | 2030
11 | Capital cost ($m, nominal) | 0 | 0 | 0 | 0 | 0 | 0 | 0 | 0 | 0 | 130 | 0
12 | Operating cost ($m, nominal) | 0 | 0 | 0 | 0 | 0 | 0 | 0 | 0 | 0 | 0 | 2.6
13 | Preferred investment cost accuracy | Financial year 2020: 0.3
14 | Preferred investment proposed timing | Financial year 2020: 2029-06-30
Financial year
|  | 2020 | 2021 | 2022 | 2023 | 2024 | 2025 | 2026 | 2027 | 2028 | 2029 | 2030
15 | Demand reduction to defer by 1 year (MVA) | 0 | 0 | 0 | 0 | 0 | 0 | 0 | 0 | 0 | 0 | 0
16 | Annual deferall value ($m, nominal) | 0 | 0 | 0 | 0 | 0 | 0 | 0 | 0 | 0 | 0 | 0
17 | Historic load trace
18 | Historic line rating
Financial year
|  | 2020 | 2021 | 2022 | 2023 | 2024 | 2025 | 2026 | 2027 | 2028 | 2029 | 2030
19 | Annual economic cost of constraint ($m, nominal) | 0 | 0 | 0 | 0 | 0 | 0 | 0 | 0 | 0 | 0 | 0
20 | VCR ($m/MWh) | Financial year 2020: 0.03971
21 | Annual constraint duration
22 | Constraint duration on peak demand day

## 17. Historic load trace
Date/Time | Load (MVA) | Load (MW) | Load switching affected?
2016-03-01 00:30 | 144 | 14
2016-03-01 01:00 | 158 | 56
2016-03-01 01:30 | 161 | 63
2016-03-01 02:00 | 167 | 69
2016-03-01 02:30 | 168 | 71
2016-03-01 03:00 | 173 | 77
2016-03-01 03:30 | 172 | 77
2016-03-01 04:00 | 166 | 71
2016-03-01 04:30 | 176 | 86
2016-03-01 05:00 | 177 | 91
2016-03-01 05:30 | 174 | 88
2016-03-01 06:00 | 163 | 72
2016-03-01 06:30 | 177 | 96
2016-03-01 07:00 | 237 | 188
2016-03-01 07:30 | 231 | 183
2016-03-01 08:00 | 240 | 195
2016-03-01 08:30 | 242 | 197
2016-03-01 09:00 | 253 | 210
2016-03-01 09:30 | 267 | 227
2016-03-01 10:00 | 283 | 246
2016-03-01 10:30 | 290 | 254
2016-03-01 11:00 | 293 | 258
2016-03-01 11:30 | 296 | 261
2016-03-01 12:00 | 289 | 253
2016-03-01 12:30 | 248 | 205
2016-03-01 13:00 | 243 | 201
2016-03-01 13:30 | 241 | 197
2016-03-01 14:00 | 222 | 175
2016-03-01 14:30 | 230 | 187
2016-03-01 15:00 | 245 | 204
2016-03-01 15:30 | 230 | 185
2016-03-01 16:00 | 227 | 182
2016-03-01 16:30 | 208 | 158
2016-03-01 17:00 | 215 | 166
2016-03-01 17:30 | 211 | 158
2016-03-01 18:00 | 218 | 166
2016-03-01 18:30 | 233 | 186
2016-03-01 19:00 | 222 | 173
2016-03-01 19:30 | 234 | 186
2016-03-01 20:00 | 223 | 170
2016-03-01 20:30 | 219 | 163
2016-03-01 21:00 | 223 | 168
2016-03-01 21:30 | 227 | 173
2016-03-01 22:00 | 214 | 154
2016-03-01 22:30 | 219 | 156
2016-03-01 23:00 | 165 | 76
2016-03-01 23:30 | 152 | 34
2016-03-02 | 148 | 25
2016-03-02 00:30 | 175 | 73
2016-03-02 01:00 | 181 | 77
2016-03-02 01:30 | 183 | 79
2016-03-02 02:00 | 182 | 79
2016-03-02 02:30 | 189 | 91
2016-03-02 03:00 | 185 | 88
2016-03-02 03:30 | 191 | 94
2016-03-02 04:00 | 197 | 102
2016-03-02 04:30 | 205 | 117
2016-03-02 05:00 | 205 | 120
2016-03-02 05:30 | 209 | 127
2016-03-02 06:00 | 213 | 133
2016-03-02 06:30 | 243 | 178
2016-03-02 07:00 | 242 | 184
2016-03-02 07:30 | 218 | 166
2016-03-02 08:00 | 220 | 167
2016-03-02 08:30 | 224 | 175
2016-03-02 09:00 | 221 | 170
2016-03-02 09:30 | 206 | 154
2016-03-02 10:00 | 214 | 163
2016-03-02 10:30 | 247 | 204
2016-03-02 11:00 | 250 | 209
2016-03-02 11:30 | 251 | 210
2016-03-02 12:00 | 244 | 202
2016-03-02 12:30 | 236 | 193
2016-03-02 13:00 | 269 | 231
2016-03-02 13:30 | 270 | 231
2016-03-02 14:00 | 276 | 237
2016-03-02 14:30 | 273 | 234
2016-03-02 15:00 | 282 | 245
2016-03-02 15:30 | 281 | 243
2016-03-02 16:00 | 282 | 245
2016-03-02 16:30 | 289 | 252
2016-03-02 17:00 | 293 | 257
2016-03-02 17:30 | 286 | 248
2016-03-02 18:00 | 279 | 240
2016-03-02 18:30 | 273 | 233
2016-03-02 19:00 | 287 | 253
2016-03-02 19:30 | 285 | 252
2016-03-02 20:00 | 291 | 256
2016-03-02 20:30 | 261 | 220
2016-03-02 21:00 | 253 | 209
2016-03-02 21:30 | 259 | 216
2016-03-02 22:00 | 227 | 174
2016-03-02 22:30 | 215 | 162
2016-03-02 23:00 | 168 | 94
2016-03-02 23:30 | 150 | 64
2016-03-03 | 156 | 66
2016-03-03 00:30 | 171 | 81
2016-03-03 01:00 | 176 | 83
2016-03-03 01:30 | 183 | 90
2016-03-03 02:00 | 167 | 52
2016-03-03 02:30 | 155 | 11
2016-03-03 03:00 | 159 | 13
2016-03-03 03:30 | 162 | 13
2016-03-03 04:00 | 159 | 17
2016-03-03 04:30 | 162 | 19
2016-03-03 05:00 | 159 | 20
2016-03-03 05:30 | 159 | 32
2016-03-03 06:00 | 164 | 53
2016-03-03 06:30 | 209 | 134
2016-03-03 07:00 | 264 | 207
2016-03-03 07:30 | 247 | 193
2016-03-03 08:00 | 256 | 207
2016-03-03 08:30 | 239 | 186
2016-03-03 09:00 | 205 | 141
2016-03-03 09:30 | 222 | 164
2016-03-03 10:00 | 224 | 169
2016-03-03 10:30 | 245 | 196
2016-03-03 11:00 | 248 | 201
2016-03-03 11:30 | 250 | 206
2016-03-03 12:00 | 261 | 219
2016-03-03 12:30 | 248 | 205
2016-03-03 13:00 | 259 | 219
2016-03-03 13:30 | 238 | 193
2016-03-03 14:00 | 228 | 182
2016-03-03 14:30 | 259 | 217
2016-03-03 15:00 | 263 | 222
2016-03-03 15:30 | 237 | 192
2016-03-03 16:00 | 260 | 217
2016-03-03 16:30 | 275 | 236
2016-03-03 17:00 | 301 | 268
2016-03-03 17:30 | 296 | 263
2016-03-03 18:00 | 268 | 231
2016-03-03 18:30 | 253 | 212
2016-03-03 19:00 | 269 | 232
2016-03-03 19:30 | 263 | 224
2016-03-03 20:00 | 265 | 226
2016-03-03 20:30 | 247 | 203
2016-03-03 21:00 | 247 | 203
2016-03-03 21:30 | 235 | 189
2016-03-03 22:00 | 248 | 202
2016-03-03 22:30 | 235 | 185
2016-03-03 23:00 | 190 | 121
2016-03-03 23:30 | 192 | 124
2016-03-04 | 186 | 112
2016-03-04 00:30 | 188 | 105
2016-03-04 01:00 | 171 | 73
2016-03-04 01:30 | 179 | 79
2016-03-04 02:00 | 184 | 88
2016-03-04 02:30 | 188 | 90
2016-03-04 03:00 | 185 | 86
2016-03-04 03:30 | 189 | 94
2016-03-04 04:00 | 181 | 77
2016-03-04 04:30 | 181 | 81
2016-03-04 05:00 | 185 | 85
2016-03-04 05:30 | 186 | 91
2016-03-04 06:00 | 193 | 104
2016-03-04 06:30 | 210 | 132
2016-03-04 07:00 | 230 | 168
2016-03-04 07:30 | 233 | 177
2016-03-04 08:00 | 241 | 189
2016-03-04 08:30 | 252 | 205
2016-03-04 09:00 | 257 | 215
2016-03-04 09:30 | 220 | 171
2016-03-04 10:00 | 209 | 159
2016-03-04 10:30 | 241 | 198
2016-03-04 11:00 | 254 | 215
2016-03-04 11:30 | 273 | 238
2016-03-04 12:00 | 269 | 233
2016-03-04 12:30 | 267 | 230
2016-03-04 13:00 | 289 | 254
2016-03-04 13:30 | 282 | 247
2016-03-04 14:00 | 281 | 245
2016-03-04 14:30 | 285 | 248
2016-03-04 15:00 | 271 | 232
2016-03-04 15:30 | 286 | 249
2016-03-04 16:00 | 283 | 246
2016-03-04 16:30 | 270 | 233
2016-03-04 17:00 | 256 | 215
2016-03-04 17:30 | 233 | 187
2016-03-04 18:00 | 212 | 156
2016-03-04 18:30 | 193 | 128
2016-03-04 19:00 | 228 | 178
2016-03-04 19:30 | 218 | 165
2016-03-04 20:00 | 229 | 178
2016-03-04 20:30 | 207 | 150
2016-03-04 21:00 | 203 | 134
2016-03-04 21:30 | 216 | 146
2016-03-04 22:00 | 203 | 122
2016-03-04 22:30 | 202 | 125
2016-03-04 23:00 | 191 | 106
2016-03-04 23:30 | 195 | 111
2016-03-05 | 177 | 83
2016-03-05 00:30 | 174 | 71
2016-03-05 01:00 | 171 | 73
2016-03-05 01:30 | 178 | 75
2016-03-05 02:00 | 180 | 79
2016-03-05 02:30 | 177 | 73
2016-03-05 03:00 | 171 | 62
2016-03-05 03:30 | 171 | 69
2016-03-05 04:00 | 172 | 63
2016-03-05 04:30 | 171 | 67
2016-03-05 05:00 | 183 | 87
2016-03-05 05:30 | 194 | 107
2016-03-05 06:00 | 200 | 114
2016-03-05 06:30 | 209 | 130
2016-03-05 07:00 | 177 | 77
2016-03-05 07:30 | 177 | 73
2016-03-05 08:00 | 177 | 77
2016-03-05 08:30 | 175 | 75
2016-03-05 09:00 | 178 | 86
2016-03-05 09:30 | 182 | 94
2016-03-05 10:00 | 184 | 96
2016-03-05 10:30 | 191 | 111
2016-03-05 11:00 | 196 | 117
2016-03-05 11:30 | 192 | 112
2016-03-05 12:00 | 194 | 116
2016-03-05 12:30 | 197 | 122
2016-03-05 13:00 | 201 | 129
2016-03-05 13:30 | 205 | 134
2016-03-05 14:00 | 196 | 120
2016-03-05 14:30 | 203 | 132
2016-03-05 15:00 | 199 | 124
2016-03-05 15:30 | 209 | 140
2016-03-05 16:00 | 201 | 128
2016-03-05 16:30 | 194 | 116
2016-03-05 17:00 | 218 | 154
2016-03-05 17:30 | 218 | 151
2016-03-05 18:00 | 201 | 128
2016-03-05 18:30 | 212 | 146
2016-03-05 19:00 | 219 | 158
2016-03-05 19:30 | 209 | 141
2016-03-05 20:00 | 206 | 135
2016-03-05 20:30 | 205 | 134
2016-03-05 21:00 | 178 | 92
2016-03-05 21:30 | 175 | 82
2016-03-05 22:00 | 174 | 77
2016-03-05 22:30 | 166 | 59
2016-03-05 23:00 | 154 | 32
2016-03-05 23:30 | 153 | 8
2016-03-06 | 157 | 32
2016-03-06 00:30 | 181 | 85
2016-03-06 01:00 | 191 | 101
2016-03-06 01:30 | 208 | 117
2016-03-06 02:00 | 205 | 109
2016-03-06 02:30 | 189 | 82
2016-03-06 03:00 | 186 | 74
2016-03-06 03:30 | 180 | 67
2016-03-06 04:00 | 186 | 78
2016-03-06 04:30 | 196 | 91
2016-03-06 05:00 | 213 | 123
2016-03-06 05:30 | 217 | 129
2016-03-06 06:00 | 227 | 145
2016-03-06 06:30 | 232 | 155
2016-03-06 07:00 | 215 | 136
2016-03-06 07:30 | 197 | 108
2016-03-06 08:00 | 200 | 114
2016-03-06 08:30 | 209 | 132
2016-03-06 09:00 | 207 | 128
2016-03-06 09:30 | 202 | 120
2016-03-06 10:00 | 181 | 95
2016-03-06 10:30 | 178 | 89
2016-03-06 11:00 | 197 | 124
2016-03-06 11:30 | 199 | 126
2016-03-06 12:00 | 198 | 126
2016-03-06 12:30 | 195 | 120
2016-03-06 13:00 | 201 | 129
2016-03-06 13:30 | 201 | 131
2016-03-06 14:00 | 210 | 145
2016-03-06 14:30 | 207 | 146
2016-03-06 15:00 | 211 | 155
2016-03-06 15:30 | 210 | 153
2016-03-06 16:00 | 209 | 152
2016-03-06 16:30 | 214 | 158
2016-03-06 17:00 | 221 | 167
2016-03-06 17:30 | 209 | 152
2016-03-06 18:00 | 202 | 144
2016-03-06 18:30 | 199 | 139
2016-03-06 19:00 | 211 | 157
2016-03-06 19:30 | 199 | 138
2016-03-06 20:00 | 207 | 148
2016-03-06 20:30 | 188 | 121
2016-03-06 21:00 | 182 | 113
2016-03-06 21:30 | 191 | 123
2016-03-06 22:00 | 211 | 152
2016-03-06 22:30 | 208 | 148
2016-03-06 23:00 | 213 | 158
2016-03-06 23:30 | 240 | 189
2016-03-07 | 238 | 185
2016-03-07 00:30 | 226 | 168
2016-03-07 01:00 | 222 | 164
2016-03-07 01:30 | 231 | 174
2016-03-07 02:00 | 230 | 170
2016-03-07 02:30 | 227 | 165
2016-03-07 03:00 | 227 | 165
2016-03-07 03:30 | 228 | 166
2016-03-07 04:00 | 227 | 165
2016-03-07 04:30 | 235 | 174
2016-03-07 05:00 | 240 | 183
2016-03-07 05:30 | 241 | 189
2016-03-07 06:00 | 259 | 213
2016-03-07 06:30 | 262 | 218
2016-03-07 07:00 | 236 | 189
2016-03-07 07:30 | 219 | 168
2016-03-07 08:00 | 214 | 165
2016-03-07 08:30 | 240 | 198
2016-03-07 09:00 | 236 | 196
2016-03-07 09:30 | 231 | 189
2016-03-07 10:00 | 228 | 186
2016-03-07 10:30 | 263 | 228
2016-03-07 11:00 | 272 | 238
2016-03-07 11:30 | 233 | 192
2016-03-07 12:00 | 234 | 193
2016-03-07 12:30 | 229 | 187
2016-03-07 13:00 | 268 | 234
2016-03-07 13:30 | 266 | 231
2016-03-07 14:00 | 256 | 219
2016-03-07 14:30 | 284 | 251
2016-03-07 15:00 | 305 | 274
2016-03-07 15:30 | 321 | 292
2016-03-07 16:00 | 321 | 291
2016-03-07 16:30 | 329 | 299
2016-03-07 17:00 | 326 | 296
2016-03-07 17:30 | 306 | 275
2016-03-07 18:00 | 266 | 229
2016-03-07 18:30 | 277 | 243
2016-03-07 19:00 | 301 | 271
2016-03-07 19:30 | 300 | 269
2016-03-07 20:00 | 279 | 246
2016-03-07 20:30 | 263 | 226
2016-03-07 21:00 | 264 | 228
2016-03-07 21:30 | 263 | 225
2016-03-07 22:00 | 258 | 217
2016-03-07 22:30 | 253 | 209
2016-03-07 23:00 | 236 | 186
2016-03-07 23:30 | 210 | 154
2016-03-08 | 181 | 110
2016-03-08 00:30 | 215 | 152
2016-03-08 01:00 | 209 | 145
2016-03-08 01:30 | 211 | 146
2016-03-08 02:00 | 213 | 146
2016-03-08 02:30 | 219 | 150
2016-03-08 03:00 | 218 | 148
2016-03-08 03:30 | 222 | 154
2016-03-08 04:00 | 220 | 152
2016-03-08 04:30 | 228 | 163
2016-03-08 05:00 | 248 | 190
2016-03-08 05:30 | 263 | 211
2016-03-08 06:00 | 285 | 244
2016-03-08 06:30 | 286 | 245
2016-03-08 07:00 | 253 | 206
2016-03-08 07:30 | 216 | 165
2016-03-08 08:00 | 222 | 174
2016-03-08 08:30 | 238 | 194
2016-03-08 09:00 | 239 | 199
2016-03-08 09:30 | 250 | 213
2016-03-08 10:00 | 254 | 217
2016-03-08 10:30 | 273 | 239
2016-03-08 11:00 | 273 | 240
2016-03-08 11:30 | 275 | 242
2016-03-08 12:00 | 268 | 234
2016-03-08 12:30 | 266 | 231
2016-03-08 13:00 | 256 | 220
2016-03-08 13:30 | 274 | 241
2016-03-08 14:00 | 272 | 239
2016-03-08 14:30 | 273 | 241
2016-03-08 15:00 | 298 | 269
2016-03-08 15:30 | 345 | 320
2016-03-08 16:00 | 322 | 295
2016-03-08 16:30 | 280 | 248
2016-03-08 17:00 | 308 | 279
2016-03-08 17:30 | 311 | 282
2016-03-08 18:00 | 295 | 264
2016-03-08 18:30 | 247 | 209
2016-03-08 19:00 | 294 | 264
2016-03-08 19:30 | 292 | 262
2016-03-08 20:00 | 259 | 223
2016-03-08 20:30 | 258 | 221
2016-03-08 21:00 | 259 | 222
2016-03-08 21:30 | 259 | 220
2016-03-08 22:00 | 255 | 216
2016-03-08 22:30 | 206 | 156
2016-03-08 23:00 | 196 | 142
2016-03-08 23:30 | 180 | 120
2016-03-09 | 172 | 101
2016-03-09 00:30 | 166 | 80
2016-03-09 01:00 | 193 | 121
2016-03-09 01:30 | 197 | 127
2016-03-09 02:00 | 202 | 134
2016-03-09 02:30 | 210 | 144
2016-03-09 03:00 | 208 | 143
2016-03-09 03:30 | 210 | 144
2016-03-09 04:00 | 210 | 144
2016-03-09 04:30 | 221 | 158
2016-03-09 05:00 | 236 | 179
2016-03-09 05:30 | 245 | 193
2016-03-09 06:00 | 264 | 214
2016-03-09 06:30 | 279 | 236
2016-03-09 07:00 | 253 | 207
2016-03-09 07:30 | 222 | 168
2016-03-09 08:00 | 236 | 186
2016-03-09 08:30 | 230 | 180
2016-03-09 09:00 | 227 | 176
2016-03-09 09:30 | 226 | 173
2016-03-09 10:00 | 235 | 190
2016-03-09 10:30 | 242 | 199
2016-03-09 11:00 | 250 | 208
2016-03-09 11:30 | 240 | 197
2016-03-09 12:00 | 245 | 204
2016-03-09 12:30 | 257 | 217
2016-03-09 13:00 | 263 | 224
2016-03-09 13:30 | 274 | 236
2016-03-09 14:00 | 261 | 220
2016-03-09 14:30 | 272 | 235
2016-03-09 15:00 | 335 | 305
2016-03-09 15:30 | 361 | 335
2016-03-09 16:00 | 367 | 342
2016-03-09 16:30 | 393 | 370
2016-03-09 17:00 | 363 | 338
2016-03-09 17:30 | 343 | 317
2016-03-09 18:00 | 333 | 304
2016-03-09 18:30 | 306 | 275
2016-03-09 19:00 | 338 | 311
2016-03-09 19:30 | 288 | 254
2016-03-09 20:00 | 265 | 226
2016-03-09 20:30 | 225 | 177
2016-03-09 21:00 | 207 | 155
2016-03-09 21:30 | 237 | 192
2016-03-09 22:00 | 285 | 254
2016-03-09 22:30 | 299 | 263
2016-03-09 23:00 | 327 | 293
2016-03-09 23:30 | 295 | 250
2016-03-10 | 241 | 176
2016-03-10 00:30 | 223 | 155
2016-03-10 01:00 | 228 | 159
2016-03-10 01:30 | 222 | 151
2016-03-10 02:00 | 221 | 146
2016-03-10 02:30 | 217 | 136
2016-03-10 03:00 | 223 | 148
2016-03-10 03:30 | 226 | 152
2016-03-10 04:00 | 227 | 154
2016-03-10 04:30 | 222 | 148
2016-03-10 05:00 | 235 | 169
2016-03-10 05:30 | 242 | 179
2016-03-10 06:00 | 252 | 197
2016-03-10 06:30 | 270 | 221
2016-03-10 07:00 | 237 | 181
2016-03-10 07:30 | 215 | 150
2016-03-10 08:00 | 228 | 168
2016-03-10 08:30 | 239 | 185
2016-03-10 09:00 | 226 | 175
2016-03-10 09:30 | 236 | 190
2016-03-10 10:00 | 255 | 211
2016-03-10 10:30 | 257 | 213
2016-03-10 11:00 | 257 | 215
2016-03-10 11:30 | 253 | 208
2016-03-10 12:00 | 256 | 213
2016-03-10 12:30 | 259 | 216
2016-03-10 13:00 | 254 | 210
2016-03-10 13:30 | 253 | 210
2016-03-10 14:00 | 249 | 208
2016-03-10 14:30 | 265 | 227
2016-03-10 15:00 | 270 | 233
2016-03-10 15:30 | 254 | 214
2016-03-10 16:00 | 251 | 210
2016-03-10 16:30 | 264 | 227
2016-03-10 17:00 | 259 | 220
2016-03-10 17:30 | 258 | 219
2016-03-10 18:00 | 269 | 231
2016-03-10 18:30 | 267 | 229
2016-03-10 19:00 | 273 | 237
2016-03-10 19:30 | 269 | 232
2016-03-10 20:00 | 248 | 206
2016-03-10 20:30 | 235 | 192
2016-03-10 21:00 | 210 | 160
2016-03-10 21:30 | 224 | 178
2016-03-10 22:00 | 232 | 187
2016-03-10 22:30 | 230 | 186
2016-03-10 23:00 | 231 | 188
2016-03-10 23:30 | 239 | 197
2016-03-11 | 210 | 158
2016-03-11 00:30 | 221 | 168
2016-03-11 01:00 | 232 | 182
2016-03-11 01:30 | 237 | 189
2016-03-11 02:00 | 236 | 186
2016-03-11 02:30 | 212 | 154
2016-03-11 03:00 | 211 | 149
2016-03-11 03:30 | 216 | 155
2016-03-11 04:00 | 217 | 158
2016-03-11 04:30 | 219 | 159
2016-03-11 05:00 | 226 | 168
2016-03-11 05:30 | 233 | 178
2016-03-11 06:00 | 234 | 180
2016-03-11 06:30 | 228 | 174
2016-03-11 07:00 | 242 | 192
2016-03-11 07:30 | 232 | 180
2016-03-11 08:00 | 235 | 186
2016-03-11 08:30 | 243 | 197
2016-03-11 09:00 | 250 | 207
2016-03-11 09:30 | 249 | 206
2016-03-11 10:00 | 259 | 218
2016-03-11 10:30 | 252 | 210
2016-03-11 11:00 | 244 | 200
2016-03-11 11:30 | 248 | 205
2016-03-11 12:00 | 250 | 208
2016-03-11 12:30 | 260 | 219
2016-03-11 13:00 | 265 | 225
2016-03-11 13:30 | 260 | 217
2016-03-11 14:00 | 279 | 239
2016-03-11 14:30 | 305 | 270
2016-03-11 15:00 | 325 | 293
2016-03-11 15:30 | 342 | 308
2016-03-11 16:00 | 344 | 310
2016-03-11 16:30 | 326 | 291
2016-03-11 17:00 | 310 | 272
2016-03-11 17:30 | 291 | 248
2016-03-11 18:00 | 286 | 242
2016-03-11 18:30 | 288 | 244
2016-03-11 19:00 | 290 | 247
2016-03-11 19:30 | 282 | 237
2016-03-11 20:00 | 267 | 220
2016-03-11 20:30 | 273 | 228
2016-03-11 21:00 | 250 | 200
2016-03-11 21:30 | 258 | 212
2016-03-11 22:00 | 264 | 218
2016-03-11 22:30 | 286 | 243
2016-03-11 23:00 | 269 | 221
2016-03-11 23:30 | 268 | 224
2016-03-12 | 266 | 217
2016-03-12 00:30 | 225 | 161
2016-03-12 01:00 | 224 | 158
2016-03-12 01:30 | 226 | 161
2016-03-12 02:00 | 227 | 164
2016-03-12 02:30 | 200 | 131
2016-03-12 03:00 | 188 | 110
2016-03-12 03:30 | 192 | 114
2016-03-12 04:00 | 194 | 118
2016-03-12 04:30 | 182 | 98
2016-03-12 05:00 | 169 | 71
2016-03-12 05:30 | 170 | 74
2016-03-12 06:00 | 170 | 74
2016-03-12 06:30 | 168 | 79
2016-03-12 07:00 | 168 | 74
2016-03-12 07:30 | 186 | 105
2016-03-12 08:00 | 191 | 115
2016-03-12 08:30 | 190 | 114
2016-03-12 09:00 | 188 | 113
2016-03-12 09:30 | 212 | 149
2016-03-12 10:00 | 222 | 164
2016-03-12 10:30 | 246 | 195
2016-03-12 11:00 | 252 | 203
2016-03-12 11:30 | 249 | 199
2016-03-12 12:00 | 247 | 196
2016-03-12 12:30 | 257 | 206
2016-03-12 13:00 | 248 | 197
2016-03-12 13:30 | 238 | 183
2016-03-12 14:00 | 251 | 201
2016-03-12 14:30 | 249 | 199
2016-03-12 15:00 | 251 | 200
2016-03-12 15:30 | 249 | 197
2016-03-12 16:00 | 243 | 190
2016-03-12 16:30 | 241 | 187
2016-03-12 17:00 | 255 | 206
2016-03-12 17:30 | 272 | 227
2016-03-12 18:00 | 272 | 225
2016-03-12 18:30 | 268 | 222
2016-03-12 19:00 | 286 | 244
2016-03-12 19:30 | 249 | 197
2016-03-12 20:00 | 250 | 198
2016-03-12 20:30 | 242 | 189
2016-03-12 21:00 | 241 | 189
2016-03-12 21:30 | 235 | 178
2016-03-12 22:00 | 230 | 171
2016-03-12 22:30 | 252 | 200
2016-03-12 23:00 | 257 | 207
2016-03-12 23:30 | 270 | 223
2016-03-13 | 266 | 213
2016-03-13 00:30 | 256 | 195
2016-03-13 01:00 | 246 | 179
2016-03-13 01:30 | 242 | 174
2016-03-13 02:00 | 236 | 165
2016-03-13 02:30 | 229 | 154
2016-03-13 03:00 | 225 | 147
2016-03-13 03:30 | 229 | 151
2016-03-13 04:00 | 237 | 164
2016-03-13 04:30 | 229 | 150
2016-03-13 05:00 | 249 | 180
2016-03-13 05:30 | 256 | 191
2016-03-13 06:00 | 249 | 183
2016-03-13 06:30 | 251 | 190
2016-03-13 07:00 | 245 | 185
2016-03-13 07:30 | 244 | 186
2016-03-13 08:00 | 246 | 190
2016-03-13 08:30 | 235 | 176
2016-03-13 09:00 | 244 | 190
2016-03-13 09:30 | 254 | 203
2016-03-13 10:00 | 261 | 211
2016-03-13 10:30 | 256 | 204
2016-03-13 11:00 | 238 | 187
2016-03-13 11:30 | 235 | 184
2016-03-13 12:00 | 239 | 188
2016-03-13 12:30 | 256 | 209
2016-03-13 13:00 | 251 | 202
2016-03-13 13:30 | 262 | 213
2016-03-13 14:00 | 240 | 187
2016-03-13 14:30 | 209 | 144
2016-03-13 15:00 | 226 | 167
2016-03-13 15:30 | 229 | 172
2016-03-13 16:00 | 227 | 171
2016-03-13 16:30 | 219 | 161
2016-03-13 17:00 | 222 | 165
2016-03-13 17:30 | 228 | 173
2016-03-13 18:00 | 221 | 163
2016-03-13 18:30 | 235 | 184
2016-03-13 19:00 | 271 | 232
2016-03-13 19:30 | 253 | 208
2016-03-13 20:00 | 236 | 187
2016-03-13 20:30 | 243 | 194
2016-03-13 21:00 | 233 | 182
2016-03-13 21:30 | 239 | 190
2016-03-13 22:00 | 243 | 196
2016-03-13 22:30 | 221 | 165
2016-03-13 23:00 | 256 | 205
2016-03-13 23:30 | 266 | 218
2016-03-14 | 260 | 206
2016-03-14 00:30 | 244 | 182
2016-03-14 01:00 | 233 | 165
2016-03-14 01:30 | 228 | 159
2016-03-14 02:00 | 216 | 140
2016-03-14 02:30 | 210 | 129
2016-03-14 03:00 | 198 | 112
2016-03-14 03:30 | 196 | 108
2016-03-14 04:00 | 203 | 119
2016-03-14 04:30 | 216 | 138
2016-03-14 05:00 | 240 | 175
2016-03-14 05:30 | 249 | 186
2016-03-14 06:00 | 232 | 162
2016-03-14 06:30 | 228 | 164
2016-03-14 07:00 | 202 | 128
2016-03-14 07:30 | 199 | 131
2016-03-14 08:00 | 195 | 130
2016-03-14 08:30 | 199 | 140
2016-03-14 09:00 | 209 | 155
2016-03-14 09:30 | 214 | 163
2016-03-14 10:00 | 213 | 163
2016-03-14 10:30 | 218 | 170
2016-03-14 11:00 | 226 | 179
2016-03-14 11:30 | 217 | 168
2016-03-14 12:00 | 236 | 190
2016-03-14 12:30 | 248 | 204
2016-03-14 13:00 | 240 | 194
2016-03-14 13:30 | 218 | 167
2016-03-14 14:00 | 227 | 178
2016-03-14 14:30 | 211 | 158
2016-03-14 15:00 | 203 | 145
2016-03-14 15:30 | 201 | 143
2016-03-14 16:00 | 215 | 164
2016-03-14 16:30 | 234 | 186
2016-03-14 17:00 | 244 | 198
2016-03-14 17:30 | 263 | 222
2016-03-14 18:00 | 244 | 198
2016-03-14 18:30 | 247 | 202
2016-03-14 19:00 | 267 | 228
2016-03-14 19:30 | 222 | 173
2016-03-14 20:00 | 208 | 150
2016-03-14 20:30 | 218 | 164
2016-03-14 21:00 | 192 | 131
2016-03-14 21:30 | 202 | 144
2016-03-14 22:00 | 200 | 139
2016-03-14 22:30 | 192 | 122
2016-03-14 23:00 | 164 | 79
2016-03-14 23:30 | 179 | 101
2016-03-15 | 178 | 97
2016-03-15 00:30 | 173 | 80
2016-03-15 01:00 | 178 | 84
2016-03-15 01:30 | 179 | 86
2016-03-15 02:00 | 182 | 88
2016-03-15 02:30 | 179 | 65
2016-03-15 03:00 | 175 | 63
2016-03-15 03:30 | 171 | 64
2016-03-15 04:00 | 176 | 63
2016-03-15 04:30 | 189 | 89
2016-03-15 05:00 | 196 | 102
2016-03-15 05:30 | 179 | 75
2016-03-15 06:00 | 187 | 84
2016-03-15 06:30 | 229 | 160
2016-03-15 07:00 | 194 | 105
2016-03-15 07:30 | 199 | 119
2016-03-15 08:00 | 215 | 151
2016-03-15 08:30 | 225 | 166
2016-03-15 09:00 | 223 | 165
2016-03-15 09:30 | 213 | 150
2016-03-15 10:00 | 213 | 152
2016-03-15 10:30 | 222 | 165
2016-03-15 11:00 | 229 | 174
2016-03-15 11:30 | 225 | 167
2016-03-15 12:00 | 224 | 169
2016-03-15 12:30 | 237 | 182
2016-03-15 13:00 | 244 | 186
2016-03-15 13:30 | 252 | 197
2016-03-15 14:00 | 242 | 193
2016-03-15 14:30 | 239 | 195
2016-03-15 15:00 | 259 | 217
2016-03-15 15:30 | 268 | 228
2016-03-15 16:00 | 275 | 237
2016-03-15 16:30 | 274 | 235
2016-03-15 17:00 | 275 | 237
2016-03-15 17:30 | 277 | 239
2016-03-15 18:00 | 282 | 243
2016-03-15 18:30 | 284 | 248
2016-03-15 19:00 | 273 | 236
2016-03-15 19:30 | 272 | 233
2016-03-15 20:00 | 270 | 230
2016-03-15 20:30 | 263 | 221
2016-03-15 21:00 | 231 | 183
2016-03-15 21:30 | 222 | 172
2016-03-15 22:00 | 218 | 165
2016-03-15 22:30 | 189 | 124
2016-03-15 23:00 | 169 | 85
2016-03-15 23:30 | 176 | 93
2016-03-16 | 182 | 106
2016-03-16 00:30 | 197 | 122
2016-03-16 01:00 | 194 | 113
2016-03-16 01:30 | 194 | 118
2016-03-16 02:00 | 212 | 142
2016-03-16 02:30 | 208 | 136
2016-03-16 03:00 | 198 | 122
2016-03-16 03:30 | 201 | 125
2016-03-16 04:00 | 180 | 86
2016-03-16 04:30 | 181 | 91
2016-03-16 05:00 | 206 | 129
2016-03-16 05:30 | 220 | 151
2016-03-16 06:00 | 200 | 125
2016-03-16 06:30 | 204 | 135
2016-03-16 07:00 | 232 | 182
2016-03-16 07:30 | 235 | 184
2016-03-16 08:00 | 243 | 194
2016-03-16 08:30 | 249 | 202
2016-03-16 09:00 | 249 | 204
2016-03-16 09:30 | 239 | 190
2016-03-16 10:00 | 247 | 198
2016-03-16 10:30 | 295 | 258
2016-03-16 11:00 | 312 | 280
2016-03-16 11:30 | 312 | 281
2016-03-16 12:00 | 327 | 297
2016-03-16 12:30 | 353 | 325
2016-03-16 13:00 | 368 | 342
2016-03-16 13:30 | 353 | 325
2016-03-16 14:00 | 341 | 311
2016-03-16 14:30 | 342 | 310
2016-03-16 15:00 | 342 | 309
2016-03-16 15:30 | 353 | 322
2016-03-16 16:00 | 386 | 357
2016-03-16 16:30 | 391 | 362
2016-03-16 17:00 | 374 | 344
2016-03-16 17:30 | 359 | 327
2016-03-16 18:00 | 354 | 321
2016-03-16 18:30 | 341 | 306
2016-03-16 19:00 | 331 | 295
2016-03-16 19:30 | 324 | 286
2016-03-16 20:00 | 328 | 292
2016-03-16 20:30 | 315 | 278
2016-03-16 21:00 | 283 | 243
2016-03-16 21:30 | 293 | 253
2016-03-16 22:00 | 275 | 232
2016-03-16 22:30 | 209 | 144
2016-03-16 23:00 | 164 | 71
2016-03-16 23:30 | 169 | 80
2016-03-17 | 165 | 71
2016-03-17 00:30 | 176 | 84
2016-03-17 01:00 | 160 | 47
2016-03-17 01:30 | 154 | 35
2016-03-17 02:00 | 186 | 99
2016-03-17 02:30 | 189 | 103
2016-03-17 03:00 | 179 | 92
2016-03-17 03:30 | 178 | 88
2016-03-17 04:00 | 191 | 107
2016-03-17 04:30 | 201 | 123
2016-03-17 05:00 | 218 | 149
2016-03-17 05:30 | 231 | 168
2016-03-17 06:00 | 228 | 165
2016-03-17 06:30 | 223 | 159
2016-03-17 07:00 | 254 | 202
2016-03-17 07:30 | 231 | 173
2016-03-17 08:00 | 229 | 173
2016-03-17 08:30 | 272 | 226
2016-03-17 09:00 | 263 | 218
2016-03-17 09:30 | 254 | 211
2016-03-17 10:00 | 275 | 236
2016-03-17 10:30 | 298 | 262
2016-03-17 11:00 | 327 | 294
2016-03-17 11:30 | 335 | 303
2016-03-17 12:00 | 337 | 306
2016-03-17 12:30 | 307 | 271
2016-03-17 13:00 | 326 | 292
2016-03-17 13:30 | 349 | 319
2016-03-17 14:00 | 362 | 333
2016-03-17 14:30 | 354 | 324
2016-03-17 15:00 | 347 | 316
2016-03-17 15:30 | 361 | 332
2016-03-17 16:00 | 369 | 340
2016-03-17 16:30 | 318 | 282
2016-03-17 17:00 | 309 | 270
2016-03-17 17:30 | 303 | 262
2016-03-17 18:00 | 316 | 278
2016-03-17 18:30 | 347 | 297
2016-03-17 19:00 | 356 | 299
2016-03-17 19:30 | 379 | 325
2016-03-17 20:00 | 371 | 316
2016-03-17 20:30 | 386 | 334
2016-03-17 21:00 | 390 | 338
2016-03-17 21:30 | 373 | 332
2016-03-17 22:00 | 341 | 305
2016-03-17 22:30 | 333 | 296
2016-03-17 23:00 | 271 | 224
2016-03-17 23:30 | 275 | 228
2016-03-18 | 261 | 207
2016-03-18 00:30 | 231 | 164
2016-03-18 01:00 | 219 | 147
2016-03-18 01:30 | 226 | 156
2016-03-18 02:00 | 242 | 178
2016-03-18 02:30 | 235 | 170
2016-03-18 03:00 | 220 | 149
2016-03-18 03:30 | 219 | 146
2016-03-18 04:00 | 217 | 143
2016-03-18 04:30 | 279 | 228
2016-03-18 05:00 | 333 | 291
2016-03-18 05:30 | 350 | 311
2016-03-18 06:00 | 325 | 281
2016-03-18 06:30 | 324 | 282
2016-03-18 07:00 | 315 | 274
2016-03-18 07:30 | 300 | 258
2016-03-18 08:00 | 306 | 267
2016-03-18 08:30 | 296 | 256
2016-03-18 09:00 | 300 | 263
2016-03-18 09:30 | 316 | 281
2016-03-18 10:00 | 318 | 285
2016-03-18 10:30 | 317 | 284
2016-03-18 11:00 | 327 | 295
2016-03-18 11:30 | 335 | 302
2016-03-18 12:00 | 347 | 317
2016-03-18 12:30 | 346 | 315
2016-03-18 13:00 | 335 | 302
2016-03-18 13:30 | 351 | 320
2016-03-18 14:00 | 354 | 326
2016-03-18 14:30 | 358 | 330
2016-03-18 15:00 | 372 | 345
2016-03-18 15:30 | 364 | 337
2016-03-18 16:00 | 369 | 342
2016-03-18 16:30 | 401 | 381
2016-03-18 17:00 | 411 | 394
2016-03-18 17:30 | 393 | 370
2016-03-18 18:00 | 371 | 344
2016-03-18 18:30 | 384 | 360
2016-03-18 19:00 | 406 | 384
2016-03-18 19:30 | 373 | 347
2016-03-18 20:00 | 357 | 327
2016-03-18 20:30 | 347 | 315
2016-03-18 21:00 | 335 | 301
2016-03-18 21:30 | 351 | 318
2016-03-18 22:00 | 352 | 320
2016-03-18 22:30 | 371 | 340
2016-03-18 23:00 | 365 | 333
2016-03-18 23:30 | 348 | 312
2016-03-19 | 334 | 293
2016-03-19 00:30 | 300 | 252
2016-03-19 01:00 | 291 | 240
2016-03-19 01:30 | 298 | 247
2016-03-19 02:00 | 286 | 233
2016-03-19 02:30 | 285 | 232
2016-03-19 03:00 | 269 | 210
2016-03-19 03:30 | 256 | 188
2016-03-19 04:00 | 259 | 192
2016-03-19 04:30 | 257 | 192
2016-03-19 05:00 | 282 | 224
2016-03-19 05:30 | 313 | 262
2016-03-19 06:00 | 326 | 279
2016-03-19 06:30 | 324 | 277
2016-03-19 07:00 | 315 | 271
2016-03-19 07:30 | 313 | 268
2016-03-19 08:00 | 307 | 262
2016-03-19 08:30 | 303 | 263
2016-03-19 09:00 | 303 | 264
2016-03-19 09:30 | 298 | 260
2016-03-19 10:00 | 299 | 262
2016-03-19 10:30 | 293 | 254
2016-03-19 11:00 | 293 | 255
2016-03-19 11:30 | 294 | 256
2016-03-19 12:00 | 302 | 265
2016-03-19 12:30 | 306 | 269
2016-03-19 13:00 | 324 | 290
2016-03-19 13:30 | 336 | 304
2016-03-19 14:00 | 318 | 284
2016-03-19 14:30 | 303 | 268
2016-03-19 15:00 | 302 | 268
2016-03-19 15:30 | 321 | 289
2016-03-19 16:00 | 315 | 283
2016-03-19 16:30 | 339 | 312
2016-03-19 17:00 | 326 | 297
2016-03-19 17:30 | 313 | 280
2016-03-19 18:00 | 320 | 287
2016-03-19 18:30 | 284 | 247
2016-03-19 19:00 | 273 | 235
2016-03-19 19:30 | 248 | 204
2016-03-19 20:00 | 256 | 214
2016-03-19 20:30 | 261 | 220
2016-03-19 21:00 | 273 | 233
2016-03-19 21:30 | 308 | 274
2016-03-19 22:00 | 310 | 276
2016-03-19 22:30 | 360 | 331
2016-03-19 23:00 | 376 | 349
2016-03-19 23:30 | 389 | 362
2016-03-20 | 376 | 344
2016-03-20 00:30 | 365 | 327
2016-03-20 01:00 | 343 | 298
2016-03-20 01:30 | 325 | 276
2016-03-20 02:00 | 341 | 295
2016-03-20 02:30 | 332 | 284
2016-03-20 03:00 | 325 | 274
2016-03-20 03:30 | 313 | 258
2016-03-20 04:00 | 306 | 249
2016-03-20 04:30 | 303 | 244
2016-03-20 05:00 | 337 | 289
2016-03-20 05:30 | 383 | 345
2016-03-20 06:00 | 390 | 351
2016-03-20 06:30 | 390 | 352
2016-03-20 07:00 | 397 | 358
2016-03-20 07:30 | 398 | 361
2016-03-20 08:00 | 388 | 351
2016-03-20 08:30 | 373 | 337
2016-03-20 09:00 | 367 | 331
2016-03-20 09:30 | 369 | 334
2016-03-20 10:00 | 373 | 339
2016-03-20 10:30 | 379 | 345
2016-03-20 11:00 | 360 | 324
2016-03-20 11:30 | 353 | 316
2016-03-20 12:00 | 357 | 322
2016-03-20 12:30 | 348 | 312
2016-03-20 13:00 | 342 | 306
2016-03-20 13:30 | 332 | 295
2016-03-20 14:00 | 328 | 289
2016-03-20 14:30 | 321 | 281
2016-03-20 15:00 | 322 | 282
2016-03-20 15:30 | 328 | 290
2016-03-20 16:00 | 332 | 294
2016-03-20 16:30 | 341 | 306
2016-03-20 17:00 | 326 | 289
2016-03-20 17:30 | 326 | 290
2016-03-20 18:00 | 339 | 304
2016-03-20 18:30 | 351 | 319
2016-03-20 19:00 | 339 | 306
2016-03-20 19:30 | 306 | 266
2016-03-20 20:00 | 311 | 271
2016-03-20 20:30 | 306 | 265
2016-03-20 21:00 | 303 | 262
2016-03-20 21:30 | 315 | 276
2016-03-20 22:00 | 333 | 298
2016-03-20 22:30 | 355 | 322
2016-03-20 23:00 | 350 | 315
2016-03-20 23:30 | 339 | 299
2016-03-21 | 328 | 285
2016-03-21 00:30 | 313 | 266
2016-03-21 01:00 | 294 | 241
2016-03-21 01:30 | 283 | 227
2016-03-21 02:00 | 295 | 242
2016-03-21 02:30 | 292 | 238
2016-03-21 03:00 | 293 | 240
2016-03-21 03:30 | 295 | 241
2016-03-21 04:00 | 319 | 270
2016-03-21 04:30 | 323 | 275
2016-03-21 05:00 | 325 | 279
2016-03-21 05:30 | 356 | 314
2016-03-21 06:00 | 350 | 309
2016-03-21 06:30 | 364 | 326
2016-03-21 07:00 | 364 | 327
2016-03-21 07:30 | 343 | 303
2016-03-21 08:00 | 341 | 303
2016-03-21 08:30 | 336 | 299
2016-03-21 09:00 | 342 | 306
2016-03-21 09:30 | 349 | 315
2016-03-21 10:00 | 344 | 309
2016-03-21 10:30 | 335 | 298
2016-03-21 11:00 | 335 | 300
2016-03-21 11:30 | 323 | 286
2016-03-21 12:00 | 313 | 275
2016-03-21 12:30 | 310 | 270
2016-03-21 13:00 | 295 | 254
2016-03-21 13:30 | 294 | 254
2016-03-21 14:00 | 293 | 253
2016-03-21 14:30 | 310 | 273
2016-03-21 15:00 | 300 | 262
2016-03-21 15:30 | 310 | 273
2016-03-21 16:00 | 304 | 267
2016-03-21 16:30 | 310 | 275
2016-03-21 17:00 | 335 | 302
2016-03-21 17:30 | 333 | 301
2016-03-21 18:00 | 344 | 313
2016-03-21 18:30 | 346 | 314
2016-03-21 19:00 | 352 | 321
2016-03-21 19:30 | 343 | 309
2016-03-21 20:00 | 344 | 310
2016-03-21 20:30 | 353 | 320
2016-03-21 21:00 | 341 | 306
2016-03-21 21:30 | 353 | 319
2016-03-21 22:00 | 345 | 311
2016-03-21 22:30 | 305 | 264
2016-03-21 23:00 | 263 | 212
2016-03-21 23:30 | 275 | 225
2016-03-22 | 275 | 223
2016-03-22 00:30 | 257 | 197
2016-03-22 01:00 | 298 | 248
2016-03-22 01:30 | 322 | 276
2016-03-22 02:00 | 317 | 269
2016-03-22 02:30 | 299 | 248
2016-03-22 03:00 | 287 | 229
2016-03-22 03:30 | 274 | 215
2016-03-22 04:00 | 285 | 229
2016-03-22 04:30 | 325 | 277
2016-03-22 05:00 | 329 | 283
2016-03-22 05:30 | 319 | 271
2016-03-22 06:00 | 323 | 276
2016-03-22 06:30 | 345 | 304
2016-03-22 07:00 | 377 | 342
2016-03-22 07:30 | 351 | 315
2016-03-22 08:00 | 338 | 301
2016-03-22 08:30 | 338 | 302
2016-03-22 09:00 | 332 | 296
2016-03-22 09:30 | 333 | 299
2016-03-22 10:00 | 323 | 286
2016-03-22 10:30 | 307 | 269
2016-03-22 11:00 | 301 | 263
2016-03-22 11:30 | 301 | 263
2016-03-22 12:00 | 294 | 257
2016-03-22 12:30 | 305 | 269
2016-03-22 13:00 | 313 | 279
2016-03-22 13:30 | 307 | 272
2016-03-22 14:00 | 286 | 248
2016-03-22 14:30 | 286 | 248
2016-03-22 15:00 | 290 | 252
2016-03-22 15:30 | 290 | 252
2016-03-22 16:00 | 281 | 241
2016-03-22 16:30 | 283 | 244
2016-03-22 17:00 | 279 | 239
2016-03-22 17:30 | 271 | 229
2016-03-22 18:00 | 271 | 229
2016-03-22 18:30 | 283 | 244
2016-03-22 19:00 | 276 | 236
2016-03-22 19:30 | 266 | 222
2016-03-22 20:00 | 248 | 200
2016-03-22 20:30 | 267 | 221
2016-03-22 21:00 | 266 | 220
2016-03-22 21:30 | 271 | 223
2016-03-22 22:00 | 234 | 177
2016-03-22 22:30 | 220 | 160
2016-03-22 23:00 | 212 | 148
2016-03-22 23:30 | 232 | 174
2016-03-23 | 235 | 175
2016-03-23 00:30 | 233 | 170
2016-03-23 01:00 | 217 | 145
2016-03-23 01:30 | 223 | 153
2016-03-23 02:00 | 226 | 157
2016-03-23 02:30 | 221 | 151
2016-03-23 03:00 | 220 | 145
2016-03-23 03:30 | 223 | 149
2016-03-23 04:00 | 221 | 146
2016-03-23 04:30 | 220 | 144
2016-03-23 05:00 | 240 | 174
2016-03-23 05:30 | 250 | 187
2016-03-23 06:00 | 248 | 185
2016-03-23 06:30 | 245 | 185
2016-03-23 07:00 | 248 | 195
2016-03-23 07:30 | 242 | 189
2016-03-23 08:00 | 232 | 180
2016-03-23 08:30 | 236 | 189
2016-03-23 09:00 | 229 | 181
2016-03-23 09:30 | 225 | 176
2016-03-23 10:00 | 259 | 220
2016-03-23 10:30 | 263 | 224
2016-03-23 11:00 | 289 | 253
2016-03-23 11:30 | 292 | 255
2016-03-23 12:00 | 295 | 259
2016-03-23 12:30 | 324 | 291
2016-03-23 13:00 | 339 | 308
2016-03-23 13:30 | 332 | 301
2016-03-23 14:00 | 335 | 303
2016-03-23 14:30 | 325 | 293
2016-03-23 15:00 | 326 | 293
2016-03-23 15:30 | 316 | 282
2016-03-23 16:00 | 307 | 273
2016-03-23 16:30 | 316 | 282
2016-03-23 17:00 | 339 | 308
2016-03-23 17:30 | 344 | 314
2016-03-23 18:00 | 335 | 304
2016-03-23 18:30 | 354 | 325
2016-03-23 19:00 | 355 | 326
2016-03-23 19:30 | 343 | 311
2016-03-23 20:00 | 360 | 329
2016-03-23 20:30 | 364 | 334
2016-03-23 21:00 | 353 | 321
2016-03-23 21:30 | 343 | 310
2016-03-23 22:00 | 313 | 277
2016-03-23 22:30 | 269 | 225
2016-03-23 23:00 | 233 | 179
2016-03-23 23:30 | 261 | 214
2016-03-24 | 256 | 205
2016-03-24 00:30 | 216 | 146
2016-03-24 01:00 | 195 | 113
2016-03-24 01:30 | 197 | 119
2016-03-24 02:00 | 198 | 114
2016-03-24 02:30 | 216 | 144
2016-03-24 03:00 | 211 | 138
2016-03-24 03:30 | 222 | 152
2016-03-24 04:00 | 239 | 170
2016-03-24 04:30 | 243 | 174
2016-03-24 05:00 | 251 | 185
2016-03-24 05:30 | 273 | 213
2016-03-24 06:00 | 293 | 242
2016-03-24 06:30 | 291 | 242
2016-03-24 07:00 | 306 | 262
2016-03-24 07:30 | 331 | 293
2016-03-24 08:00 | 362 | 329
2016-03-24 08:30 | 347 | 313
2016-03-24 09:00 | 361 | 329
2016-03-24 09:30 | 371 | 341
2016-03-24 10:00 | 381 | 352
2016-03-24 10:30 | 378 | 349
2016-03-24 11:00 | 379 | 350
2016-03-24 11:30 | 377 | 348
2016-03-24 12:00 | 381 | 353
2016-03-24 12:30 | 379 | 350
2016-03-24 13:00 | 366 | 336
2016-03-24 13:30 | 375 | 346
2016-03-24 14:00 | 377 | 348
2016-03-24 14:30 | 379 | 350
2016-03-24 15:00 | 379 | 350
2016-03-24 15:30 | 383 | 355
2016-03-24 16:00 | 376 | 347
2016-03-24 16:30 | 379 | 351
2016-03-24 17:00 | 380 | 351
2016-03-24 17:30 | 382 | 353
2016-03-24 18:00 | 378 | 348
2016-03-24 18:30 | 378 | 349
2016-03-24 19:00 | 373 | 344
2016-03-24 19:30 | 372 | 342
2016-03-24 20:00 | 374 | 344
2016-03-24 20:30 | 374 | 344
2016-03-24 21:00 | 342 | 308
2016-03-24 21:30 | 362 | 330
2016-03-24 22:00 | 328 | 291
2016-03-24 22:30 | 289 | 245
2016-03-24 23:00 | 264 | 216
2016-03-24 23:30 | 269 | 220
2016-03-25 | 267 | 216
2016-03-25 00:30 | 225 | 156
2016-03-25 01:00 | 206 | 124
2016-03-25 01:30 | 207 | 127
2016-03-25 02:00 | 209 | 124
2016-03-25 02:30 | 217 | 134
2016-03-25 03:00 | 213 | 127
2016-03-25 03:30 | 211 | 123
2016-03-25 04:00 | 214 | 125
2016-03-25 04:30 | 225 | 144
2016-03-25 05:00 | 237 | 160
2016-03-25 05:30 | 231 | 153
2016-03-25 06:00 | 227 | 148
2016-03-25 06:30 | 230 | 159
2016-03-25 07:00 | 240 | 174
2016-03-25 07:30 | 229 | 164
2016-03-25 08:00 | 227 | 164
2016-03-25 08:30 | 228 | 166
2016-03-25 09:00 | 221 | 162
2016-03-25 09:30 | 221 | 163
2016-03-25 10:00 | 219 | 160
2016-03-25 10:30 | 203 | 135
2016-03-25 11:00 | 197 | 127
2016-03-25 11:30 | 193 | 121
2016-03-25 12:00 | 196 | 125
2016-03-25 12:30 | 194 | 121
2016-03-25 13:00 | 195 | 123
2016-03-25 13:30 | 207 | 143
2016-03-25 14:00 | 207 | 142
2016-03-25 14:30 | 199 | 129
2016-03-25 15:00 | 204 | 138
2016-03-25 15:30 | 199 | 131
2016-03-25 16:00 | 214 | 153
2016-03-25 16:30 | 241 | 191
2016-03-25 17:00 | 257 | 211
2016-03-25 17:30 | 263 | 219
2016-03-25 18:00 | 266 | 224
2016-03-25 18:30 | 332 | 300
2016-03-25 19:00 | 337 | 305
2016-03-25 19:30 | 339 | 308
2016-03-25 20:00 | 297 | 260
2016-03-25 20:30 | 287 | 248
2016-03-25 21:00 | 255 | 208
2016-03-25 21:30 | 280 | 239
2016-03-25 22:00 | 278 | 237
2016-03-25 22:30 | 282 | 242
2016-03-25 23:00 | 254 | 205
2016-03-25 23:30 | 258 | 207
2016-03-26 | 257 | 204
2016-03-26 00:30 | 237 | 177
2016-03-26 01:00 | 220 | 151
2016-03-26 01:30 | 213 | 141
2016-03-26 02:00 | 213 | 141
2016-03-26 02:30 | 212 | 133
2016-03-26 03:00 | 220 | 145
2016-03-26 03:30 | 220 | 144
2016-03-26 04:00 | 220 | 143
2016-03-26 04:30 | 223 | 147
2016-03-26 05:00 | 237 | 168
2016-03-26 05:30 | 243 | 176
2016-03-26 06:00 | 235 | 163
2016-03-26 06:30 | 220 | 145
2016-03-26 07:00 | 206 | 123
2016-03-26 07:30 | 205 | 122
2016-03-26 08:00 | 201 | 118
2016-03-26 08:30 | 201 | 127
2016-03-26 09:00 | 189 | 112
2016-03-26 09:30 | 193 | 118
2016-03-26 10:00 | 199 | 126
2016-03-26 10:30 | 194 | 119
2016-03-26 11:00 | 192 | 116
2016-03-26 11:30 | 192 | 115
2016-03-26 12:00 | 190 | 114
2016-03-26 12:30 | 188 | 111
2016-03-26 13:00 | 188 | 110
2016-03-26 13:30 | 190 | 115
2016-03-26 14:00 | 198 | 127
2016-03-26 14:30 | 201 | 131
2016-03-26 15:00 | 206 | 139
2016-03-26 15:30 | 211 | 147
2016-03-26 16:00 | 215 | 153
2016-03-26 16:30 | 219 | 161
2016-03-26 17:00 | 225 | 172
2016-03-26 17:30 | 236 | 186
2016-03-26 18:00 | 255 | 211
2016-03-26 18:30 | 260 | 218
2016-03-26 19:00 | 262 | 221
2016-03-26 19:30 | 248 | 204
2016-03-26 20:00 | 244 | 199
2016-03-26 20:30 | 232 | 184
2016-03-26 21:00 | 239 | 192
2016-03-26 21:30 | 244 | 197
2016-03-26 22:00 | 234 | 183
2016-03-26 22:30 | 241 | 187
2016-03-26 23:00 | 258 | 209
2016-03-26 23:30 | 266 | 217
2016-03-27 | 250 | 198
2016-03-27 00:30 | 234 | 177
2016-03-27 01:00 | 224 | 159
2016-03-27 01:30 | 230 | 163
2016-03-27 02:00 | 232 | 162
2016-03-27 02:30 | 229 | 158
2016-03-27 03:00 | 218 | 142
2016-03-27 03:30 | 216 | 136
2016-03-27 04:00 | 221 | 144
2016-03-27 04:30 | 226 | 152
2016-03-27 05:00 | 231 | 158
2016-03-27 05:30 | 245 | 178
2016-03-27 06:00 | 234 | 165
2016-03-27 06:30 | 237 | 170
2016-03-27 07:00 | 247 | 188
2016-03-27 07:30 | 234 | 177
2016-03-27 08:00 | 239 | 184
2016-03-27 08:30 | 235 | 181
2016-03-27 09:00 | 232 | 177
2016-03-27 09:30 | 229 | 174
2016-03-27 10:00 | 235 | 182
2016-03-27 10:30 | 230 | 175
2016-03-27 11:00 | 225 | 169
2016-03-27 11:30 | 227 | 168
2016-03-27 12:00 | 221 | 159
2016-03-27 12:30 | 212 | 147
2016-03-27 13:00 | 207 | 139
2016-03-27 13:30 | 201 | 131
2016-03-27 14:00 | 196 | 122
2016-03-27 14:30 | 192 | 116
2016-03-27 15:00 | 193 | 118
2016-03-27 15:30 | 204 | 135
2016-03-27 16:00 | 200 | 129
2016-03-27 16:30 | 202 | 134
2016-03-27 17:00 | 216 | 154
2016-03-27 17:30 | 240 | 188
2016-03-27 18:00 | 253 | 204
2016-03-27 18:30 | 276 | 235
2016-03-27 19:00 | 260 | 218
2016-03-27 19:30 | 248 | 202
2016-03-27 20:00 | 237 | 190
2016-03-27 20:30 | 230 | 179
2016-03-27 21:00 | 231 | 180
2016-03-27 21:30 | 238 | 190
2016-03-27 22:00 | 252 | 205
2016-03-27 22:30 | 244 | 194
2016-03-27 23:00 | 218 | 159
2016-03-27 23:30 | 231 | 175
2016-03-28 | 232 | 174
2016-03-28 00:30 | 219 | 149
2016-03-28 01:00 | 205 | 121
2016-03-28 01:30 | 197 | 107
2016-03-28 02:00 | 204 | 122
2016-03-28 02:30 | 207 | 123
2016-03-28 03:00 | 210 | 127
2016-03-28 03:30 | 211 | 129
2016-03-28 04:00 | 205 | 119
2016-03-28 04:30 | 220 | 142
2016-03-28 05:00 | 238 | 170
2016-03-28 05:30 | 241 | 174
2016-03-28 06:00 | 237 | 174
2016-03-28 06:30 | 243 | 182
2016-03-28 07:00 | 231 | 168
2016-03-28 07:30 | 222 | 161
2016-03-28 08:00 | 224 | 165
2016-03-28 08:30 | 216 | 153
2016-03-28 09:00 | 214 | 153
2016-03-28 09:30 | 216 | 155
2016-03-28 10:00 | 216 | 155
2016-03-28 10:30 | 215 | 155
2016-03-28 11:00 | 217 | 157
2016-03-28 11:30 | 212 | 151
2016-03-28 12:00 | 223 | 165
2016-03-28 12:30 | 203 | 139
2016-03-28 13:00 | 202 | 135
2016-03-28 13:30 | 205 | 142
2016-03-28 14:00 | 224 | 167
2016-03-28 14:30 | 236 | 182
2016-03-28 15:00 | 233 | 179
2016-03-28 15:30 | 222 | 165
2016-03-28 16:00 | 228 | 173
2016-03-28 16:30 | 261 | 214
2016-03-28 17:00 | 253 | 204
2016-03-28 17:30 | 236 | 184
2016-03-28 18:00 | 230 | 179
2016-03-28 18:30 | 238 | 191
2016-03-28 19:00 | 230 | 185
2016-03-28 19:30 | 216 | 170
2016-03-28 20:00 | 203 | 150
2016-03-28 20:30 | 204 | 150
2016-03-28 21:00 | 191 | 127
2016-03-28 21:30 | 211 | 151
2016-03-28 22:00 | 224 | 168
2016-03-28 22:30 | 223 | 167
2016-03-28 23:00 | 237 | 185
2016-03-28 23:30 | 240 | 189
2016-03-29 | 234 | 177
2016-03-29 00:30 | 218 | 152
2016-03-29 01:00 | 199 | 121
2016-03-29 01:30 | 187 | 93
2016-03-29 02:00 | 193 | 92
2016-03-29 02:30 | 197 | 93
2016-03-29 03:00 | 189 | 79
2016-03-29 03:30 | 182 | 64
2016-03-29 04:00 | 187 | 78
2016-03-29 04:30 | 204 | 107
2016-03-29 05:00 | 230 | 153
2016-03-29 05:30 | 243 | 173
2016-03-29 06:00 | 255 | 192
2016-03-29 06:30 | 274 | 218
2016-03-29 07:00 | 248 | 186
2016-03-29 07:30 | 235 | 168
2016-03-29 08:00 | 238 | 177
2016-03-29 08:30 | 237 | 177
2016-03-29 09:00 | 230 | 169
2016-03-29 09:30 | 221 | 161
2016-03-29 10:00 | 208 | 150
2016-03-29 10:30 | 236 | 186
2016-03-29 11:00 | 253 | 207
2016-03-29 11:30 | 244 | 197
2016-03-29 12:00 | 239 | 191
2016-03-29 12:30 | 240 | 191
2016-03-29 13:00 | 244 | 195
2016-03-29 13:30 | 243 | 195
2016-03-29 14:00 | 239 | 190
2016-03-29 14:30 | 235 | 187
2016-03-29 15:00 | 236 | 191
2016-03-29 15:30 | 237 | 192
2016-03-29 16:00 | 219 | 171
2016-03-29 16:30 | 231 | 186
2016-03-29 17:00 | 268 | 229
2016-03-29 17:30 | 271 | 231
2016-03-29 18:00 | 282 | 245
2016-03-29 18:30 | 280 | 242
2016-03-29 19:00 | 260 | 219
2016-03-29 19:30 | 253 | 208
2016-03-29 20:00 | 252 | 206
2016-03-29 20:30 | 226 | 174
2016-03-29 21:00 | 208 | 149
2016-03-29 21:30 | 241 | 192
2016-03-29 22:00 | 250 | 202
2016-03-29 22:30 | 251 | 203
2016-03-29 23:00 | 255 | 207
2016-03-29 23:30 | 241 | 190
2016-03-30 | 225 | 168
2016-03-30 00:30 | 195 | 125
2016-03-30 01:00 | 190 | 115
2016-03-30 01:30 | 193 | 117
2016-03-30 02:00 | 196 | 115
2016-03-30 02:30 | 183 | 90
2016-03-30 03:00 | 182 | 85
2016-03-30 03:30 | 181 | 85
2016-03-30 04:00 | 179 | 86
2016-03-30 04:30 | 186 | 97
2016-03-30 05:00 | 226 | 160
2016-03-30 05:30 | 240 | 180
2016-03-30 06:00 | 262 | 207
2016-03-30 06:30 | 277 | 230
2016-03-30 07:00 | 258 | 208
2016-03-30 07:30 | 240 | 186
2016-03-30 08:00 | 234 | 182
2016-03-30 08:30 | 236 | 186
2016-03-30 09:00 | 221 | 169
2016-03-30 09:30 | 201 | 142
2016-03-30 10:00 | 241 | 196
2016-03-30 10:30 | 244 | 198
2016-03-30 11:00 | 252 | 209
2016-03-30 11:30 | 279 | 241
2016-03-30 12:00 | 282 | 245
2016-03-30 12:30 | 283 | 246
2016-03-30 13:00 | 294 | 258
2016-03-30 13:30 | 301 | 266
2016-03-30 14:00 | 322 | 290
2016-03-30 14:30 | 342 | 312
2016-03-30 15:00 | 331 | 300
2016-03-30 15:30 | 250 | 207
2016-03-30 16:00 | 249 | 206
2016-03-30 16:30 | 257 | 216
2016-03-30 17:00 | 263 | 222
2016-03-30 17:30 | 262 | 220
2016-03-30 18:00 | 262 | 219
2016-03-30 18:30 | 275 | 236
2016-03-30 19:00 | 289 | 251
2016-03-30 19:30 | 269 | 230
2016-03-30 20:00 | 250 | 206
2016-03-30 20:30 | 241 | 195
2016-03-30 21:00 | 243 | 198
2016-03-30 21:30 | 273 | 232
2016-03-30 22:00 | 325 | 296
2016-03-30 22:30 | 395 | 374
2016-03-30 23:00 | 380 | 356
2016-03-30 23:30 | 356 | 330
2016-03-31 | 373 | 349
2016-03-31 00:30 | 331 | 300
2016-03-31 01:00 | 265 | 221
2016-03-31 01:30 | 255 | 209
2016-03-31 02:00 | 227 | 171
2016-03-31 02:30 | 203 | 134
2016-03-31 03:00 | 190 | 113
2016-03-31 03:30 | 191 | 114
2016-03-31 04:00 | 192 | 117
2016-03-31 04:30 | 211 | 145
2016-03-31 05:00 | 240 | 185
2016-03-31 05:30 | 256 | 208
2016-03-31 06:00 | 249 | 200
2016-03-31 06:30 | 269 | 226
2016-03-31 07:00 | 282 | 241
2016-03-31 07:30 | 279 | 238
2016-03-31 08:00 | 282 | 241
2016-03-31 08:30 | 280 | 242
2016-03-31 09:00 | 268 | 231
2016-03-31 09:30 | 262 | 225
2016-03-31 10:00 | 243 | 202
2016-03-31 10:30 | 233 | 191
2016-03-31 11:00 | 235 | 193
2016-03-31 11:30 | 226 | 184
2016-03-31 12:00 | 229 | 186
2016-03-31 12:30 | 227 | 183
2016-03-31 13:00 | 222 | 178
2016-03-31 13:30 | 245 | 205
2016-03-31 14:00 | 226 | 182
2016-03-31 14:30 | 212 | 166
2016-03-31 15:00 | 229 | 190
2016-03-31 15:30 | 234 | 196
2016-03-31 16:00 | 237 | 200
2016-03-31 16:30 | 269 | 237
2016-03-31 17:00 | 277 | 249
2016-03-31 17:30 | 274 | 245
2016-03-31 18:00 | 284 | 257
2016-03-31 18:30 | 316 | 293
2016-03-31 19:00 | 312 | 289
2016-03-31 19:30 | 311 | 287
2016-03-31 20:00 | 274 | 246
2016-03-31 20:30 | 256 | 224
2016-03-31 21:00 | 239 | 205
2016-03-31 21:30 | 239 | 202
2016-03-31 22:00 | 227 | 185
2016-03-31 22:30 | 245 | 208
2016-03-31 23:00 | 248 | 210
2016-03-31 23:30 | 262 | 228
2016-04-01 | 251 | 214
2016-04-01 00:30 | 253 | 215
2016-04-01 01:00 | 249 | 208
2016-04-01 01:30 | 237 | 194
2016-04-01 02:00 | 236 | 189
2016-04-01 02:30 | 239 | 192
2016-04-01 03:00 | 237 | 191
2016-04-01 03:30 | 237 | 190
2016-04-01 04:00 | 243 | 197
2016-04-01 04:30 | 284 | 244
2016-04-01 05:00 | 300 | 263
2016-04-01 05:30 | 327 | 293
2016-04-01 06:00 | 342 | 311
2016-04-01 06:30 | 356 | 328
2016-04-01 07:00 | 390 | 365
2016-04-01 07:30 | 383 | 357
2016-04-01 08:00 | 399 | 376
2016-04-01 08:30 | 382 | 357
2016-04-01 09:00 | 373 | 348
2016-04-01 09:30 | 366 | 340
2016-04-01 10:00 | 372 | 347
2016-04-01 10:30 | 363 | 337
2016-04-01 11:00 | 330 | 301
2016-04-01 11:30 | 346 | 318
2016-04-01 12:00 | 347 | 320
2016-04-01 12:30 | 347 | 320
2016-04-01 13:00 | 346 | 319
2016-04-01 13:30 | 354 | 328
2016-04-01 14:00 | 347 | 320
2016-04-01 14:30 | 346 | 319
2016-04-01 15:00 | 321 | 292
2016-04-01 15:30 | 332 | 304
2016-04-01 16:00 | 348 | 321
2016-04-01 16:30 | 353 | 327
2016-04-01 17:00 | 355 | 329
2016-04-01 17:30 | 338 | 310
2016-04-01 18:00 | 348 | 321
2016-04-01 18:30 | 364 | 339
2016-04-01 19:00 | 378 | 355
2016-04-01 19:30 | 347 | 321
2016-04-01 20:00 | 357 | 331
2016-04-01 20:30 | 339 | 310
2016-04-01 21:00 | 315 | 285
2016-04-01 21:30 | 284 | 252
2016-04-01 22:00 | 264 | 229
2016-04-01 22:30 | 238 | 197
2016-04-01 23:00 | 223 | 177
2016-04-01 23:30 | 233 | 188
2016-04-02 | 235 | 190
2016-04-02 00:30 | 227 | 170
2016-04-02 01:00 | 217 | 153
2016-04-02 01:30 | 219 | 155
2016-04-02 02:00 | 221 | 155
2016-04-02 02:30 | 220 | 155
2016-04-02 03:00 | 215 | 147
2016-04-02 03:30 | 202 | 125
2016-04-02 04:00 | 201 | 120
2016-04-02 04:30 | 205 | 127
2016-04-02 05:00 | 225 | 157
2016-04-02 05:30 | 240 | 178
2016-04-02 06:00 | 247 | 187
2016-04-02 06:30 | 246 | 189
2016-04-02 07:00 | 277 | 231
2016-04-02 07:30 | 287 | 243
2016-04-02 08:00 | 298 | 257
2016-04-02 08:30 | 308 | 268
2016-04-02 09:00 | 302 | 263
2016-04-02 09:30 | 301 | 263
2016-04-02 10:00 | 302 | 264
2016-04-02 10:30 | 281 | 241
2016-04-02 11:00 | 290 | 250
2016-04-02 11:30 | 307 | 270
2016-04-02 12:00 | 317 | 280
2016-04-02 12:30 | 310 | 271
2016-04-02 13:00 | 308 | 269
2016-04-02 13:30 | 325 | 289
2016-04-02 14:00 | 325 | 289
2016-04-02 14:30 | 333 | 298
2016-04-02 15:00 | 338 | 304
2016-04-02 15:30 | 372 | 342
2016-04-02 16:00 | 377 | 348
2016-04-02 16:30 | 373 | 343
2016-04-02 17:00 | 399 | 372
2016-04-02 17:30 | 420 | 395
2016-04-02 18:00 | 412 | 386
2016-04-02 18:30 | 428 | 404
2016-04-02 19:00 | 432 | 409
2016-04-02 19:30 | 447 | 424
2016-04-02 20:00 | 400 | 373
2016-04-02 20:30 | 342 | 308
2016-04-02 21:00 | 319 | 284
2016-04-02 21:30 | 309 | 272
2016-04-02 22:00 | 291 | 251
2016-04-02 22:30 | 242 | 192
2016-04-02 23:00 | 223 | 166
2016-04-02 23:30 | 230 | 175
2016-04-03 | 221 | 163
2016-04-03 00:30 | 205 | 140
2016-04-03 01:00 | 203 | 132
2016-04-03 01:30 | 203 | 130
2016-04-03 02:00 | 203 | 128
2016-04-03 02:30 | 204 | 131
2016-04-03 03:00 | 206 | 133
2016-04-03 03:30 | 205 | 129
2016-04-03 04:00 | 208 | 134
2016-04-03 04:30 | 201 | 121
2016-04-03 05:00 | 204 | 127
2016-04-03 05:30 | 207 | 131
2016-04-03 06:00 | 210 | 136
2016-04-03 06:30 | 219 | 149
2016-04-03 07:00 | 218 | 148
2016-04-03 07:30 | 223 | 154
2016-04-03 08:00 | 235 | 175
2016-04-03 08:30 | 284 | 238
2016-04-03 09:00 | 299 | 257
2016-04-03 09:30 | 339 | 304
2016-04-03 10:00 | 337 | 302
2016-04-03 10:30 | 354 | 320
2016-04-03 11:00 | 347 | 313
2016-04-03 11:30 | 343 | 308
2016-04-03 12:00 | 350 | 316
2016-04-03 12:30 | 348 | 313
2016-04-03 13:00 | 349 | 314
2016-04-03 13:30 | 349 | 314
2016-04-03 14:00 | 359 | 325
2016-04-03 14:30 | 360 | 327
2016-04-03 15:00 | 349 | 315
2016-04-03 15:30 | 361 | 330
2016-04-03 16:00 | 356 | 326
2016-04-03 16:30 | 363 | 334
2016-04-03 17:00 | 378 | 352
2016-04-03 17:30 | 416 | 395
2016-04-03 18:00 | 425 | 405
2016-04-03 18:30 | 471 | 454
2016-04-03 19:00 | 439 | 420
2016-04-03 19:30 | 392 | 368
2016-04-03 20:00 | 377 | 352
2016-04-03 20:30 | 358 | 331
2016-04-03 21:00 | 345 | 317
2016-04-03 21:30 | 310 | 277
2016-04-03 22:00 | 301 | 265
2016-04-03 22:30 | 252 | 207
2016-04-03 23:00 | 235 | 182
2016-04-03 23:30 | 242 | 189
2016-04-04 | 233 | 170
2016-04-04 00:30 | 225 | 155
2016-04-04 01:00 | 223 | 148
2016-04-04 01:30 | 220 | 140
2016-04-04 02:00 | 224 | 148
2016-04-04 02:30 | 224 | 147
2016-04-04 03:00 | 219 | 137
2016-04-04 03:30 | 216 | 131
2016-04-04 04:00 | 213 | 127
2016-04-04 04:30 | 226 | 147
2016-04-04 05:00 | 235 | 162
2016-04-04 05:30 | 250 | 185
2016-04-04 06:00 | 254 | 190
2016-04-04 06:30 | 270 | 215
2016-04-04 07:00 | 292 | 241
2016-04-04 07:30 | 366 | 328
2016-04-04 08:00 | 409 | 378
2016-04-04 08:30 | 415 | 385
2016-04-04 09:00 | 409 | 380
2016-04-04 09:30 | 427 | 399
2016-04-04 10:00 | 416 | 392
2016-04-04 10:30 | 441 | 418
2016-04-04 11:00 | 446 | 424
2016-04-04 11:30 | 438 | 416
2016-04-04 12:00 | 407 | 382
2016-04-04 12:30 | 392 | 365
2016-04-04 13:00 | 377 | 349
2016-04-04 13:30 | 379 | 351
2016-04-04 14:00 | 390 | 363
2016-04-04 14:30 | 436 | 413
2016-04-04 15:00 | 454 | 433
2016-04-04 15:30 | 458 | 437
2016-04-04 16:00 | 442 | 419
2016-04-04 16:30 | 427 | 403
2016-04-04 17:00 | 462 | 441
2016-04-04 17:30 | 480 | 460
2016-04-04 18:00 | 482 | 462
2016-04-04 18:30 | 480 | 461
2016-04-04 19:00 | 458 | 437
2016-04-04 19:30 | 390 | 364
2016-04-04 20:00 | 374 | 346
2016-04-04 20:30 | 383 | 355
2016-04-04 21:00 | 331 | 297
2016-04-04 21:30 | 304 | 268
2016-04-04 22:00 | 316 | 282
2016-04-04 22:30 | 285 | 244
2016-04-04 23:00 | 240 | 188
2016-04-04 23:30 | 250 | 201
2016-04-05 | 248 | 195
2016-04-05 00:30 | 228 | 167
2016-04-05 01:00 | 215 | 147
2016-04-05 01:30 | 213 | 141
2016-04-05 02:00 | 216 | 142
2016-04-05 02:30 | 224 | 154
2016-04-05 03:00 | 220 | 148
2016-04-05 03:30 | 225 | 154
2016-04-05 04:00 | 226 | 155
2016-04-05 04:30 | 233 | 166
2016-04-05 05:00 | 242 | 179
2016-04-05 05:30 | 248 | 190
2016-04-05 06:00 | 252 | 197
2016-04-05 06:30 | 263 | 212
2016-04-05 07:00 | 268 | 218
2016-04-05 07:30 | 315 | 274
2016-04-05 08:00 | 355 | 320
2016-04-05 08:30 | 387 | 356
2016-04-05 09:00 | 382 | 353
2016-04-05 09:30 | 390 | 363
2016-04-05 10:00 | 403 | 379
2016-04-05 10:30 | 416 | 395
2016-04-05 11:00 | 426 | 406
2016-04-05 11:30 | 426 | 406
2016-04-05 12:00 | 418 | 398
2016-04-05 12:30 | 413 | 392
2016-04-05 13:00 | 427 | 407
2016-04-05 13:30 | 409 | 388
2016-04-05 14:00 | 387 | 365
2016-04-05 14:30 | 393 | 371
2016-04-05 15:00 | 371 | 347
2016-04-05 15:30 | 369 | 345
2016-04-05 16:00 | 357 | 331
2016-04-05 16:30 | 374 | 350
2016-04-05 17:00 | 403 | 382
2016-04-05 17:30 | 392 | 370
2016-04-05 18:00 | 402 | 380
2016-04-05 18:30 | 398 | 377
2016-04-05 19:00 | 390 | 368
2016-04-05 19:30 | 362 | 337
2016-04-05 20:00 | 376 | 351
2016-04-05 20:30 | 378 | 354
2016-04-05 21:00 | 343 | 315
2016-04-05 21:30 | 312 | 278
2016-04-05 22:00 | 284 | 244
2016-04-05 22:30 | 259 | 216
2016-04-05 23:00 | 244 | 196
2016-04-05 23:30 | 251 | 206
2016-04-06 | 243 | 196
2016-04-06 00:30 | 237 | 187
2016-04-06 01:00 | 225 | 169
2016-04-06 01:30 | 228 | 165
2016-04-06 02:00 | 232 | 172
2016-04-06 02:30 | 224 | 161
2016-04-06 03:00 | 230 | 169
2016-04-06 03:30 | 228 | 165
2016-04-06 04:00 | 223 | 160
2016-04-06 04:30 | 225 | 162
2016-04-06 05:00 | 242 | 183
2016-04-06 05:30 | 246 | 188
2016-04-06 06:00 | 237 | 178
2016-04-06 06:30 | 257 | 209
2016-04-06 07:00 | 276 | 233
2016-04-06 07:30 | 280 | 238
2016-04-06 08:00 | 333 | 300
2016-04-06 08:30 | 376 | 348
2016-04-06 09:00 | 400 | 375
2016-04-06 09:30 | 365 | 337
2016-04-06 10:00 | 363 | 336
2016-04-06 10:30 | 374 | 348
2016-04-06 11:00 | 381 | 355
2016-04-06 11:30 | 351 | 323
2016-04-06 12:00 | 310 | 278
2016-04-06 12:30 | 306 | 273
2016-04-06 13:00 | 319 | 287
2016-04-06 13:30 | 335 | 305
2016-04-06 14:00 | 344 | 315
2016-04-06 14:30 | 375 | 350
2016-04-06 15:00 | 394 | 369
2016-04-06 15:30 | 399 | 374
2016-04-06 16:00 | 395 | 370
2016-04-06 16:30 | 396 | 372
2016-04-06 17:00 | 436 | 415
2016-04-06 17:30 | 395 | 370
2016-04-06 18:00 | 398 | 373
2016-04-06 18:30 | 412 | 389
2016-04-06 19:00 | 379 | 354
2016-04-06 19:30 | 383 | 357
2016-04-06 20:00 | 390 | 364
2016-04-06 20:30 | 375 | 347
2016-04-06 21:00 | 372 | 344
2016-04-06 21:30 | 341 | 310
2016-04-06 22:00 | 312 | 278
2016-04-06 22:30 | 285 | 246
2016-04-06 23:00 | 267 | 225
2016-04-06 23:30 | 281 | 241
2016-04-07 | 264 | 220
2016-04-07 00:30 | 231 | 180
2016-04-07 01:00 | 212 | 152
2016-04-07 01:30 | 214 | 150
2016-04-07 02:00 | 224 | 161
2016-04-07 02:30 | 224 | 155
2016-04-07 03:00 | 228 | 150
2016-04-07 03:30 | 233 | 158
2016-04-07 04:00 | 239 | 170
2016-04-07 04:30 | 235 | 166
2016-04-07 05:00 | 237 | 171
2016-04-07 05:30 | 251 | 190
2016-04-07 06:00 | 258 | 202
2016-04-07 06:30 | 288 | 241
2016-04-07 07:00 | 318 | 276
2016-04-07 07:30 | 345 | 308
2016-04-07 08:00 | 363 | 329
2016-04-07 08:30 | 359 | 325
2016-04-07 09:00 | 338 | 302
2016-04-07 09:30 | 312 | 273
2016-04-07 10:00 | 333 | 299
2016-04-07 10:30 | 335 | 303
2016-04-07 11:00 | 307 | 271
2016-04-07 11:30 | 303 | 267
2016-04-07 12:00 | 311 | 276
2016-04-07 12:30 | 347 | 316
2016-04-07 13:00 | 352 | 322
2016-04-07 13:30 | 355 | 325
2016-04-07 14:00 | 342 | 312
2016-04-07 14:30 | 330 | 299
2016-04-07 15:00 | 327 | 296
2016-04-07 15:30 | 321 | 291
2016-04-07 16:00 | 326 | 296
2016-04-07 16:30 | 331 | 301
2016-04-07 17:00 | 350 | 323
2016-04-07 17:30 | 363 | 336
2016-04-07 18:00 | 371 | 345
2016-04-07 18:30 | 367 | 342
2016-04-07 19:00 | 352 | 324
2016-04-07 19:30 | 336 | 305
2016-04-07 20:00 | 351 | 322
2016-04-07 20:30 | 349 | 320
2016-04-07 21:00 | 313 | 279
2016-04-07 21:30 | 282 | 245
2016-04-07 22:00 | 249 | 205
2016-04-07 22:30 | 225 | 173
2016-04-07 23:00 | 237 | 188
2016-04-07 23:30 | 240 | 192
2016-04-08 | 243 | 194
2016-04-08 00:30 | 240 | 188
2016-04-08 01:00 | 217 | 152
2016-04-08 01:30 | 214 | 142
2016-04-08 02:00 | 225 | 155
2016-04-08 02:30 | 217 | 141
2016-04-08 03:00 | 214 | 136
2016-04-08 03:30 | 209 | 126
2016-04-08 04:00 | 213 | 131
2016-04-08 04:30 | 235 | 166
2016-04-08 05:00 | 257 | 196
2016-04-08 05:30 | 276 | 220
2016-04-08 06:00 | 278 | 225
2016-04-08 06:30 | 311 | 267
2016-04-08 07:00 | 391 | 359
2016-04-08 07:30 | 443 | 415
2016-04-08 08:00 | 445 | 418
2016-04-08 08:30 | 449 | 425
2016-04-08 09:00 | 448 | 424
2016-04-08 09:30 | 445 | 422
2016-04-08 10:00 | 443 | 420
2016-04-08 10:30 | 424 | 400
2016-04-08 11:00 | 448 | 426
2016-04-08 11:30 | 427 | 403
2016-04-08 12:00 | 434 | 411
2016-04-08 12:30 | 450 | 428
2016-04-08 13:00 | 417 | 392
2016-04-08 13:30 | 389 | 361
2016-04-08 14:00 | 400 | 373
2016-04-08 14:30 | 400 | 373
2016-04-08 15:00 | 416 | 391
2016-04-08 15:30 | 429 | 405
2016-04-08 16:00 | 439 | 415
2016-04-08 16:30 | 455 | 432
2016-04-08 17:00 | 486 | 466
2016-04-08 17:30 | 477 | 456
2016-04-08 18:00 | 474 | 453
2016-04-08 18:30 | 455 | 434
2016-04-08 19:00 | 463 | 442
2016-04-08 19:30 | 422 | 397
2016-04-08 20:00 | 407 | 380
2016-04-08 20:30 | 422 | 398
2016-04-08 21:00 | 460 | 438
2016-04-08 21:30 | 440 | 417
2016-04-08 22:00 | 411 | 385
2016-04-08 22:30 | 368 | 337
2016-04-08 23:00 | 339 | 305
2016-04-08 23:30 | 364 | 334
2016-04-09 | 377 | 346
2016-04-09 00:30 | 408 | 380
2016-04-09 01:00 | 399 | 370
2016-04-09 01:30 | 375 | 339
2016-04-09 02:00 | 361 | 322
2016-04-09 02:30 | 364 | 325
2016-04-09 03:00 | 364 | 326
2016-04-09 03:30 | 365 | 326
2016-04-09 04:00 | 360 | 321
2016-04-09 04:30 | 375 | 337
2016-04-09 05:00 | 403 | 368
2016-04-09 05:30 | 401 | 367
2016-04-09 06:00 | 400 | 366
2016-04-09 06:30 | 432 | 401
2016-04-09 07:00 | 445 | 416
2016-04-09 07:30 | 426 | 398
2016-04-09 08:00 | 437 | 413
2016-04-09 08:30 | 427 | 403
2016-04-09 09:00 | 428 | 404
2016-04-09 09:30 | 459 | 438
2016-04-09 10:00 | 470 | 451
2016-04-09 10:30 | 464 | 445
2016-04-09 11:00 | 453 | 432
2016-04-09 11:30 | 439 | 417
2016-04-09 12:00 | 432 | 410
2016-04-09 12:30 | 430 | 408
2016-04-09 13:00 | 424 | 401
2016-04-09 13:30 | 410 | 386
2016-04-09 14:00 | 405 | 381
2016-04-09 14:30 | 405 | 380
2016-04-09 15:00 | 391 | 366
2016-04-09 15:30 | 392 | 367
2016-04-09 16:00 | 369 | 343
2016-04-09 16:30 | 423 | 401
2016-04-09 17:00 | 475 | 457
2016-04-09 17:30 | 458 | 439
2016-04-09 18:00 | 494 | 476
2016-04-09 18:30 | 529 | 514
2016-04-09 19:00 | 513 | 497
2016-04-09 19:30 | 472 | 452
2016-04-09 20:00 | 470 | 449
2016-04-09 20:30 | 465 | 444
2016-04-09 21:00 | 429 | 405
2016-04-09 21:30 | 400 | 373
2016-04-09 22:00 | 384 | 356
2016-04-09 22:30 | 360 | 330
2016-04-09 23:00 | 350 | 317
2016-04-09 23:30 | 341 | 306
2016-04-10 | 311 | 270
2016-04-10 00:30 | 290 | 241
2016-04-10 01:00 | 330 | 284
2016-04-10 01:30 | 337 | 292
2016-04-10 02:00 | 365 | 324
2016-04-10 02:30 | 337 | 292
2016-04-10 03:00 | 324 | 276
2016-04-10 03:30 | 335 | 288
2016-04-10 04:00 | 329 | 281
2016-04-10 04:30 | 329 | 282
2016-04-10 05:00 | 333 | 287
2016-04-10 05:30 | 352 | 309
2016-04-10 06:00 | 352 | 308
2016-04-10 06:30 | 351 | 308
2016-04-10 07:00 | 340 | 298
2016-04-10 07:30 | 330 | 288
2016-04-10 08:00 | 320 | 275
2016-04-10 08:30 | 344 | 306
2016-04-10 09:00 | 350 | 313
2016-04-10 09:30 | 343 | 304
2016-04-10 10:00 | 348 | 312
2016-04-10 10:30 | 338 | 301
2016-04-10 11:00 | 329 | 292
2016-04-10 11:30 | 297 | 257
2016-04-10 12:00 | 308 | 270
2016-04-10 12:30 | 324 | 288
2016-04-10 13:00 | 325 | 289
2016-04-10 13:30 | 312 | 274
2016-04-10 14:00 | 312 | 274
2016-04-10 14:30 | 318 | 281
2016-04-10 15:00 | 327 | 292
2016-04-10 15:30 | 345 | 312
2016-04-10 16:00 | 357 | 327
2016-04-10 16:30 | 373 | 345
2016-04-10 17:00 | 363 | 333
2016-04-10 17:30 | 372 | 344
2016-04-10 18:00 | 438 | 417
2016-04-10 18:30 | 449 | 428
2016-04-10 19:00 | 412 | 388
2016-04-10 19:30 | 374 | 346
2016-04-10 20:00 | 385 | 357
2016-04-10 20:30 | 383 | 356
2016-04-10 21:00 | 362 | 331
2016-04-10 21:30 | 324 | 288
2016-04-10 22:00 | 322 | 286
2016-04-10 22:30 | 305 | 265
2016-04-10 23:00 | 292 | 248
2016-04-10 23:30 | 291 | 247
2016-04-11 | 259 | 206
2016-04-11 00:30 | 264 | 208
2016-04-11 01:00 | 241 | 171
2016-04-11 01:30 | 247 | 180
2016-04-11 02:00 | 299 | 246
2016-04-11 02:30 | 314 | 264
2016-04-11 03:00 | 339 | 294
2016-04-11 03:30 | 342 | 298
2016-04-11 04:00 | 349 | 305
2016-04-11 04:30 | 356 | 315
2016-04-11 05:00 | 376 | 337
2016-04-11 05:30 | 394 | 356
2016-04-11 06:00 | 395 | 357
2016-04-11 06:30 | 426 | 393
2016-04-11 07:00 | 393 | 359
2016-04-11 07:30 | 387 | 354
2016-04-11 08:00 | 400 | 369
2016-04-11 08:30 | 402 | 373
2016-04-11 09:00 | 402 | 374
2016-04-11 09:30 | 390 | 364
2016-04-11 10:00 | 369 | 343
2016-04-11 10:30 | 382 | 356
2016-04-11 11:00 | 389 | 364
2016-04-11 11:30 | 380 | 355
2016-04-11 12:00 | 375 | 349
2016-04-11 12:30 | 376 | 351
2016-04-11 13:00 | 386 | 361
2016-04-11 13:30 | 371 | 345
2016-04-11 14:00 | 368 | 341
2016-04-11 14:30 | 389 | 365
2016-04-11 15:00 | 386 | 361
2016-04-11 15:30 | 393 | 369
2016-04-11 16:00 | 393 | 369
2016-04-11 16:30 | 425 | 404
2016-04-11 17:00 | 477 | 458
2016-04-11 17:30 | 475 | 456
2016-04-11 18:00 | 487 | 469
2016-04-11 18:30 | 480 | 461
2016-04-11 19:00 | 462 | 441
2016-04-11 19:30 | 474 | 454
2016-04-11 20:00 | 501 | 482
2016-04-11 20:30 | 482 | 461
2016-04-11 21:00 | 445 | 421
2016-04-11 21:30 | 393 | 366
2016-04-11 22:00 | 378 | 349
2016-04-11 22:30 | 313 | 275
2016-04-11 23:00 | 293 | 250
2016-04-11 23:30 | 306 | 264
2016-04-12 | 287 | 242
2016-04-12 00:30 | 268 | 214
2016-04-12 01:00 | 295 | 247
2016-04-12 01:30 | 310 | 264
2016-04-12 02:00 | 317 | 273
2016-04-12 02:30 | 320 | 277
2016-04-12 03:00 | 343 | 302
2016-04-12 03:30 | 338 | 295
2016-04-12 04:00 | 342 | 300
2016-04-12 04:30 | 289 | 237
2016-04-12 05:00 | 275 | 220
2016-04-12 05:30 | 293 | 243
2016-04-12 06:00 | 314 | 268
2016-04-12 06:30 | 339 | 298
2016-04-12 07:00 | 408 | 378
2016-04-12 07:30 | 419 | 394
2016-04-12 08:00 | 438 | 416
2016-04-12 08:30 | 432 | 410
2016-04-12 09:00 | 422 | 399
2016-04-12 09:30 | 430 | 408
2016-04-12 10:00 | 442 | 422
2016-04-12 10:30 | 445 | 425
2016-04-12 11:00 | 440 | 419
2016-04-12 11:30 | 437 | 416
2016-04-12 12:00 | 427 | 406
2016-04-12 12:30 | 421 | 398
2016-04-12 13:00 | 422 | 400
2016-04-12 13:30 | 420 | 398
2016-04-12 14:00 | 409 | 387
2016-04-12 14:30 | 436 | 416
2016-04-12 15:00 | 452 | 433
2016-04-12 15:30 | 467 | 448
2016-04-12 16:00 | 480 | 462
2016-04-12 16:30 | 474 | 456
2016-04-12 17:00 | 482 | 463
2016-04-12 17:30 | 489 | 471
2016-04-12 18:00 | 474 | 456
2016-04-12 18:30 | 496 | 478
2016-04-12 19:00 | 499 | 481
2016-04-12 19:30 | 442 | 420
2016-04-12 20:00 | 442 | 419
2016-04-12 20:30 | 393 | 367
2016-04-12 21:00 | 375 | 346
2016-04-12 21:30 | 385 | 357
2016-04-12 22:00 | 378 | 349
2016-04-12 22:30 | 314 | 279
2016-04-12 23:00 | 263 | 216
2016-04-12 23:30 | 274 | 230
2016-04-13 | 277 | 233
2016-04-13 00:30 | 273 | 225
2016-04-13 01:00 | 274 | 222
2016-04-13 01:30 | 265 | 210
2016-04-13 02:00 | 276 | 224
2016-04-13 02:30 | 256 | 198
2016-04-13 03:00 | 243 | 180
2016-04-13 03:30 | 234 | 168
2016-04-13 04:00 | 238 | 175
2016-04-13 04:30 | 265 | 209
2016-04-13 05:00 | 288 | 238
2016-04-13 05:30 | 296 | 247
2016-04-13 06:00 | 286 | 235
2016-04-13 06:30 | 304 | 259
2016-04-13 07:00 | 371 | 338
2016-04-13 07:30 | 408 | 379
2016-04-13 08:00 | 403 | 373
2016-04-13 08:30 | 397 | 368
2016-04-13 09:00 | 394 | 365
2016-04-13 09:30 | 398 | 371
2016-04-13 10:00 | 406 | 380
2016-04-13 10:30 | 401 | 375
2016-04-13 11:00 | 402 | 376
2016-04-13 11:30 | 395 | 368
2016-04-13 12:00 | 392 | 365
2016-04-13 12:30 | 389 | 361
2016-04-13 13:00 | 398 | 371
2016-04-13 13:30 | 398 | 372
2016-04-13 14:00 | 395 | 368
2016-04-13 14:30 | 407 | 381
2016-04-13 15:00 | 405 | 378
2016-04-13 15:30 | 399 | 372
2016-04-13 16:00 | 404 | 378
2016-04-13 16:30 | 434 | 410
2016-04-13 17:00 | 464 | 442
2016-04-13 17:30 | 504 | 485
2016-04-13 18:00 | 502 | 484
2016-04-13 18:30 | 473 | 452
2016-04-13 19:00 | 471 | 450
2016-04-13 19:30 | 444 | 421
2016-04-13 20:00 | 467 | 445
2016-04-13 20:30 | 481 | 459
2016-04-13 21:00 | 476 | 454
2016-04-13 21:30 | 428 | 401
2016-04-13 22:00 | 393 | 363
2016-04-13 22:30 | 347 | 312
2016-04-13 23:00 | 318 | 278
2016-04-13 23:30 | 316 | 276
2016-04-14 | 303 | 259
2016-04-14 00:30 | 277 | 226
2016-04-14 01:00 | 279 | 228
2016-04-14 01:30 | 275 | 222
2016-04-14 02:00 | 282 | 232
2016-04-14 02:30 | 345 | 305
2016-04-14 03:00 | 380 | 345
2016-04-14 03:30 | 395 | 362
2016-04-14 04:00 | 380 | 345
2016-04-14 04:30 | 366 | 330
2016-04-14 05:00 | 373 | 338
2016-04-14 05:30 | 384 | 350
2016-04-14 06:00 | 380 | 346
2016-04-14 06:30 | 391 | 358
2016-04-14 07:00 | 403 | 373
2016-04-14 07:30 | 403 | 374
2016-04-14 08:00 | 388 | 358
2016-04-14 08:30 | 380 | 349
2016-04-14 09:00 | 377 | 348
2016-04-14 09:30 | 388 | 361
2016-04-14 10:00 | 397 | 370
2016-04-14 10:30 | 398 | 371
2016-04-14 11:00 | 396 | 370
2016-04-14 11:30 | 393 | 367
2016-04-14 12:00 | 422 | 398
2016-04-14 12:30 | 421 | 396
2016-04-14 13:00 | 435 | 412
2016-04-14 13:30 | 438 | 415
2016-04-14 14:00 | 415 | 390
2016-04-14 14:30 | 414 | 389
2016-04-14 15:00 | 401 | 375
2016-04-14 15:30 | 412 | 386
2016-04-14 16:00 | 403 | 377
2016-04-14 16:30 | 408 | 382
2016-04-14 17:00 | 428 | 404
2016-04-14 17:30 | 468 | 446
2016-04-14 18:00 | 542 | 525
2016-04-14 18:30 | 561 | 546
2016-04-14 19:00 | 554 | 538
2016-04-14 19:30 | 518 | 499
2016-04-14 20:00 | 499 | 477
2016-04-14 20:30 | 491 | 470
2016-04-14 21:00 | 464 | 440
2016-04-14 21:30 | 471 | 448
2016-04-14 22:00 | 451 | 426
2016-04-14 22:30 | 442 | 416
2016-04-14 23:00 | 439 | 413
2016-04-14 23:30 | 407 | 376
2016-04-15 | 380 | 345
2016-04-15 00:30 | 387 | 353
2016-04-15 01:00 | 377 | 341
2016-04-15 01:30 | 366 | 323
2016-04-15 02:00 | 339 | 289
2016-04-15 02:30 | 336 | 286
2016-04-15 03:00 | 341 | 293
2016-04-15 03:30 | 317 | 265
2016-04-15 04:00 | 312 | 259
2016-04-15 04:30 | 291 | 231
2016-04-15 05:00 | 356 | 311
2016-04-15 05:30 | 383 | 343
2016-04-15 06:00 | 380 | 342
2016-04-15 06:30 | 371 | 333
2016-04-15 07:00 | 415 | 384
2016-04-15 07:30 | 400 | 369
2016-04-15 08:00 | 401 | 370
2016-04-15 08:30 | 410 | 382
2016-04-15 09:00 | 408 | 380
2016-04-15 09:30 | 416 | 389
2016-04-15 10:00 | 414 | 387
2016-04-15 10:30 | 405 | 378
2016-04-15 11:00 | 333 | 298
2016-04-15 11:30 | 337 | 303
2016-04-15 12:00 | 367 | 336
2016-04-15 12:30 | 390 | 362
2016-04-15 13:00 | 401 | 374
2016-04-15 13:30 | 394 | 366
2016-04-15 14:00 | 391 | 363
2016-04-15 14:30 | 388 | 359
2016-04-15 15:00 | 381 | 351
2016-04-15 15:30 | 390 | 361
2016-04-15 16:00 | 359 | 327
2016-04-15 16:30 | 339 | 305
2016-04-15 17:00 | 372 | 342
2016-04-15 17:30 | 369 | 337
2016-04-15 18:00 | 384 | 355
2016-04-15 18:30 | 378 | 349
2016-04-15 19:00 | 373 | 344
2016-04-15 19:30 | 369 | 337
2016-04-15 20:00 | 360 | 328
2016-04-15 20:30 | 357 | 326
2016-04-15 21:00 | 361 | 329
2016-04-15 21:30 | 356 | 324
2016-04-15 22:00 | 361 | 329
2016-04-15 22:30 | 397 | 369
2016-04-15 23:00 | 412 | 385
2016-04-15 23:30 | 440 | 415
2016-04-16 | 435 | 408
2016-04-16 00:30 | 391 | 357
2016-04-16 01:00 | 348 | 307
2016-04-16 01:30 | 351 | 310
2016-04-16 02:00 | 341 | 297
2016-04-16 02:30 | 289 | 236
2016-04-16 03:00 | 261 | 200
2016-04-16 03:30 | 262 | 201
2016-04-16 04:00 | 256 | 193
2016-04-16 04:30 | 245 | 176
2016-04-16 05:00 | 267 | 207
2016-04-16 05:30 | 287 | 233
2016-04-16 06:00 | 298 | 247
2016-04-16 06:30 | 264 | 203
2016-04-16 07:00 | 290 | 237
2016-04-16 07:30 | 353 | 313
2016-04-16 08:00 | 366 | 328
2016-04-16 08:30 | 364 | 326
2016-04-16 09:00 | 367 | 329
2016-04-16 09:30 | 374 | 339
2016-04-16 10:00 | 365 | 332
2016-04-16 10:30 | 372 | 340
2016-04-16 11:00 | 368 | 336
2016-04-16 11:30 | 368 | 336
2016-04-16 12:00 | 363 | 330
2016-04-16 12:30 | 370 | 339
2016-04-16 13:00 | 366 | 334
2016-04-16 13:30 | 358 | 324
2016-04-16 14:00 | 366 | 333
2016-04-16 14:30 | 372 | 340
2016-04-16 15:00 | 367 | 335
2016-04-16 15:30 | 354 | 321
2016-04-16 16:00 | 344 | 309
2016-04-16 16:30 | 357 | 323
2016-04-16 17:00 | 375 | 344
2016-04-16 17:30 | 357 | 325
2016-04-16 18:00 | 382 | 353
2016-04-16 18:30 | 380 | 351
2016-04-16 19:00 | 378 | 349
2016-04-16 19:30 | 365 | 334
2016-04-16 20:00 | 369 | 337
2016-04-16 20:30 | 379 | 349
2016-04-16 21:00 | 376 | 344
2016-04-16 21:30 | 386 | 356
2016-04-16 22:00 | 381 | 352
2016-04-16 22:30 | 352 | 319
2016-04-16 23:00 | 331 | 295
2016-04-16 23:30 | 341 | 306
2016-04-17 | 317 | 275
2016-04-17 00:30 | 284 | 230
2016-04-17 01:00 | 288 | 233
2016-04-17 01:30 | 297 | 243
2016-04-17 02:00 | 309 | 259
2016-04-17 02:30 | 314 | 265
2016-04-17 03:00 | 299 | 245
2016-04-17 03:30 | 307 | 255
2016-04-17 04:00 | 321 | 272
2016-04-17 04:30 | 305 | 252
2016-04-17 05:00 | 336 | 290
2016-04-17 05:30 | 351 | 307
2016-04-17 06:00 | 343 | 298
2016-04-17 06:30 | 325 | 278
2016-04-17 07:00 | 298 | 244
2016-04-17 07:30 | 329 | 282
2016-04-17 08:00 | 356 | 313
2016-04-17 08:30 | 370 | 330
2016-04-17 09:00 | 371 | 331
2016-04-17 09:30 | 372 | 334
2016-04-17 10:00 | 368 | 329
2016-04-17 10:30 | 381 | 344
2016-04-17 11:00 | 362 | 323
2016-04-17 11:30 | 365 | 327
2016-04-17 12:00 | 361 | 323
2016-04-17 12:30 | 327 | 284
2016-04-17 13:00 | 326 | 283
2016-04-17 13:30 | 329 | 287
2016-04-17 14:00 | 313 | 267
2016-04-17 14:30 | 323 | 280
2016-04-17 15:00 | 344 | 304
2016-04-17 15:30 | 365 | 328
2016-04-17 16:00 | 384 | 348
2016-04-17 16:30 | 389 | 355
2016-04-17 17:00 | 424 | 394
2016-04-17 17:30 | 438 | 410
2016-04-17 18:00 | 492 | 469
2016-04-17 18:30 | 515 | 495
2016-04-17 19:00 | 475 | 453
2016-04-17 19:30 | 464 | 439
2016-04-17 20:00 | 466 | 441
2016-04-17 20:30 | 494 | 471
2016-04-17 21:00 | 460 | 435
2016-04-17 21:30 | 432 | 405
2016-04-17 22:00 | 420 | 392
2016-04-17 22:30 | 368 | 334
2016-04-17 23:00 | 318 | 277
2016-04-17 23:30 | 315 | 274
2016-04-18 | 304 | 260
2016-04-18 00:30 | 305 | 258
2016-04-18 01:00 | 310 | 262
2016-04-18 01:30 | 305 | 255
2016-04-18 02:00 | 330 | 282
2016-04-18 02:30 | 323 | 274
2016-04-18 03:00 | 317 | 268
2016-04-18 03:30 | 322 | 273
2016-04-18 04:00 | 313 | 263
2016-04-18 04:30 | 342 | 297
2016-04-18 05:00 | 379 | 340
2016-04-18 05:30 | 416 | 385
2016-04-18 06:00 | 378 | 344
2016-04-18 06:30 | 393 | 363
2016-04-18 07:00 | 450 | 426
2016-04-18 07:30 | 449 | 427
2016-04-18 08:00 | 428 | 405
2016-04-18 08:30 | 437 | 415
2016-04-18 09:00 | 432 | 411
2016-04-18 09:30 | 428 | 406
2016-04-18 10:00 | 437 | 416
2016-04-18 10:30 | 436 | 415
2016-04-18 11:00 | 436 | 415
2016-04-18 11:30 | 443 | 423
2016-04-18 12:00 | 438 | 418
2016-04-18 12:30 | 430 | 408
2016-04-18 13:00 | 427 | 405
2016-04-18 13:30 | 434 | 413
2016-04-18 14:00 | 411 | 389
2016-04-18 14:30 | 417 | 395
2016-04-18 15:00 | 417 | 395
2016-04-18 15:30 | 418 | 396
2016-04-18 16:00 | 415 | 393
2016-04-18 16:30 | 414 | 392
2016-04-18 17:00 | 423 | 402
2016-04-18 17:30 | 446 | 427
2016-04-18 18:00 | 505 | 489
2016-04-18 18:30 | 513 | 498
2016-04-18 19:00 | 499 | 482
2016-04-18 19:30 | 465 | 445
2016-04-18 20:00 | 480 | 460
2016-04-18 20:30 | 478 | 458
2016-04-18 21:00 | 434 | 412
2016-04-18 21:30 | 420 | 394
2016-04-18 22:00 | 390 | 362
2016-04-18 22:30 | 341 | 306
2016-04-18 23:00 | 308 | 270
2016-04-18 23:30 | 330 | 295
2016-04-19 | 313 | 274
2016-04-19 00:30 | 286 | 237
2016-04-19 01:00 | 283 | 229
2016-04-19 01:30 | 287 | 231
2016-04-19 02:00 | 290 | 233
2016-04-19 02:30 | 289 | 233
2016-04-19 03:00 | 303 | 250
2016-04-19 03:30 | 304 | 252
2016-04-19 04:00 | 311 | 259
2016-04-19 04:30 | 350 | 307
2016-04-19 05:00 | 373 | 334
2016-04-19 05:30 | 360 | 321
2016-04-19 06:00 | 360 | 321
2016-04-19 06:30 | 346 | 308
2016-04-19 07:00 | 369 | 337
2016-04-19 07:30 | 416 | 387
2016-04-19 08:00 | 425 | 398
2016-04-19 08:30 | 424 | 398
2016-04-19 09:00 | 427 | 402
2016-04-19 09:30 | 441 | 416
2016-04-19 10:00 | 443 | 419
2016-04-19 10:30 | 439 | 414
2016-04-19 11:00 | 439 | 415
2016-04-19 11:30 | 435 | 412
2016-04-19 12:00 | 420 | 395
2016-04-19 12:30 | 435 | 411
2016-04-19 13:00 | 417 | 393
2016-04-19 13:30 | 412 | 387
2016-04-19 14:00 | 396 | 370
2016-04-19 14:30 | 400 | 375
2016-04-19 15:00 | 388 | 361
2016-04-19 15:30 | 395 | 369
2016-04-19 16:00 | 408 | 384
2016-04-19 16:30 | 420 | 397
2016-04-19 17:00 | 433 | 411
2016-04-19 17:30 | 487 | 469
2016-04-19 18:00 | 528 | 512
2016-04-19 18:30 | 569 | 556
2016-04-19 19:00 | 534 | 519
2016-04-19 19:30 | 487 | 470
2016-04-19 20:00 | 488 | 470
2016-04-19 20:30 | 467 | 447
2016-04-19 21:00 | 437 | 416
2016-04-19 21:30 | 434 | 413
2016-04-19 22:00 | 395 | 371
2016-04-19 22:30 | 360 | 332
2016-04-19 23:00 | 331 | 300
2016-04-19 23:30 | 335 | 301
2016-04-20 | 310 | 272
2016-04-20 00:30 | 274 | 229
2016-04-20 01:00 | 265 | 214
2016-04-20 01:30 | 264 | 209
2016-04-20 02:00 | 270 | 214
2016-04-20 02:30 | 266 | 208
2016-04-20 03:00 | 260 | 200
2016-04-20 03:30 | 259 | 199
2016-04-20 04:00 | 266 | 208
2016-04-20 04:30 | 324 | 280
2016-04-20 05:00 | 358 | 320
2016-04-20 05:30 | 305 | 262
2016-04-20 06:00 | 298 | 256
2016-04-20 06:30 | 304 | 264
2016-04-20 07:00 | 346 | 314
2016-04-20 07:30 | 384 | 355
2016-04-20 08:00 | 402 | 377
2016-04-20 08:30 | 405 | 381
2016-04-20 09:00 | 397 | 374
2016-04-20 09:30 | 418 | 397
2016-04-20 10:00 | 413 | 391
2016-04-20 10:30 | 398 | 375
2016-04-20 11:00 | 386 | 361
2016-04-20 11:30 | 386 | 362
2016-04-20 12:00 | 395 | 371
2016-04-20 12:30 | 363 | 337
2016-04-20 13:00 | 353 | 327
2016-04-20 13:30 | 337 | 310
2016-04-20 14:00 | 332 | 304
2016-04-20 14:30 | 356 | 329
2016-04-20 15:00 | 377 | 352
2016-04-20 15:30 | 373 | 348
2016-04-20 16:00 | 385 | 361
2016-04-20 16:30 | 396 | 374
2016-04-20 17:00 | 406 | 384
2016-04-20 17:30 | 407 | 385
2016-04-20 18:00 | 407 | 386
2016-04-20 18:30 | 408 | 387
2016-04-20 19:00 | 397 | 376
2016-04-20 19:30 | 389 | 368
2016-04-20 20:00 | 408 | 388
2016-04-20 20:30 | 403 | 383
2016-04-20 21:00 | 404 | 383
2016-04-20 21:30 | 409 | 389
2016-04-20 22:00 | 368 | 346
2016-04-20 22:30 | 314 | 287
2016-04-20 23:00 | 302 | 271
2016-04-20 23:30 | 311 | 280
2016-04-21 | 302 | 266
2016-04-21 00:30 | 295 | 253
2016-04-21 01:00 | 292 | 248
2016-04-21 01:30 | 292 | 247
2016-04-21 02:00 | 287 | 238
2016-04-21 02:30 | 277 | 225
2016-04-21 03:00 | 277 | 225
2016-04-21 03:30 | 284 | 232
2016-04-21 04:00 | 245 | 183
2016-04-21 04:30 | 272 | 218
2016-04-21 05:00 | 304 | 256
2016-04-21 05:30 | 316 | 271
2016-04-21 06:00 | 321 | 282
2016-04-21 06:30 | 329 | 294
2016-04-21 07:00 | 373 | 345
2016-04-21 07:30 | 401 | 378
2016-04-21 08:00 | 403 | 380
2016-04-21 08:30 | 410 | 388
2016-04-21 09:00 | 412 | 390
2016-04-21 09:30 | 409 | 387
2016-04-21 10:00 | 400 | 377
2016-04-21 10:30 | 386 | 362
2016-04-21 11:00 | 385 | 361
2016-04-21 11:30 | 383 | 359
2016-04-21 12:00 | 408 | 387
2016-04-21 12:30 | 417 | 396
2016-04-21 13:00 | 415 | 393
2016-04-21 13:30 | 410 | 388
2016-04-21 14:00 | 425 | 404
2016-04-21 14:30 | 427 | 408
2016-04-21 15:00 | 413 | 392
2016-04-21 15:30 | 427 | 406
2016-04-21 16:00 | 433 | 413
2016-04-21 16:30 | 438 | 419
2016-04-21 17:00 | 451 | 433
2016-04-21 17:30 | 469 | 452
2016-04-21 18:00 | 483 | 468
2016-04-21 18:30 | 510 | 497
2016-04-21 19:00 | 515 | 502
2016-04-21 19:30 | 507 | 493
2016-04-21 20:00 | 507 | 492
2016-04-21 20:30 | 499 | 483
2016-04-21 21:00 | 445 | 426
2016-04-21 21:30 | 424 | 405
2016-04-21 22:00 | 400 | 379
2016-04-21 22:30 | 384 | 362
2016-04-21 23:00 | 356 | 331
2016-04-21 23:30 | 359 | 331
2016-04-22 | 335 | 304
2016-04-22 00:30 | 307 | 271
2016-04-22 01:00 | 245 | 194
2016-04-22 01:30 | 268 | 219
2016-04-22 02:00 | 272 | 220
2016-04-22 02:30 | 249 | 191
2016-04-22 03:00 | 232 | 165
2016-04-22 03:30 | 233 | 163
2016-04-22 04:00 | 232 | 161
2016-04-22 04:30 | 242 | 176
2016-04-22 05:00 | 265 | 207
2016-04-22 05:30 | 280 | 228
2016-04-22 06:00 | 303 | 258
2016-04-22 06:30 | 332 | 293
2016-04-22 07:00 | 338 | 307
2016-04-22 07:30 | 324 | 294
2016-04-22 08:00 | 319 | 288
2016-04-22 08:30 | 317 | 288
2016-04-22 09:00 | 324 | 296
2016-04-22 09:30 | 327 | 300
2016-04-22 10:00 | 334 | 308
2016-04-22 10:30 | 321 | 294
2016-04-22 11:00 | 324 | 297
2016-04-22 11:30 | 344 | 319
2016-04-22 12:00 | 349 | 323
2016-04-22 12:30 | 337 | 309
2016-04-22 13:00 | 299 | 267
2016-04-22 13:30 | 283 | 250
2016-04-22 14:00 | 303 | 272
2016-04-22 14:30 | 329 | 302
2016-04-22 15:00 | 337 | 311
2016-04-22 15:30 | 353 | 327
2016-04-22 16:00 | 383 | 361
2016-04-22 16:30 | 382 | 360
2016-04-22 17:00 | 391 | 371
2016-04-22 17:30 | 403 | 383
2016-04-22 18:00 | 430 | 412
2016-04-22 18:30 | 426 | 407
2016-04-22 19:00 | 423 | 404
2016-04-22 19:30 | 406 | 386
2016-04-22 20:00 | 408 | 388
2016-04-22 20:30 | 411 | 391
2016-04-22 21:00 | 390 | 367
2016-04-22 21:30 | 394 | 372
2016-04-22 22:00 | 390 | 367
2016-04-22 22:30 | 364 | 339
2016-04-22 23:00 | 412 | 389
2016-04-22 23:30 | 414 | 392
2016-04-23 | 400 | 376
2016-04-23 00:30 | 365 | 334
2016-04-23 01:00 | 314 | 277
2016-04-23 01:30 | 316 | 277
2016-04-23 02:00 | 325 | 287
2016-04-23 02:30 | 323 | 285
2016-04-23 03:00 | 314 | 274
2016-04-23 03:30 | 307 | 267
2016-04-23 04:00 | 312 | 273
2016-04-23 04:30 | 284 | 240
2016-04-23 05:00 | 287 | 245
2016-04-23 05:30 | 279 | 233
2016-04-23 06:00 | 285 | 240
2016-04-23 06:30 | 308 | 268
2016-04-23 07:00 | 321 | 283
2016-04-23 07:30 | 330 | 294
2016-04-23 08:00 | 314 | 276
2016-04-23 08:30 | 316 | 278
2016-04-23 09:00 | 315 | 276
2016-04-23 09:30 | 320 | 282
2016-04-23 10:00 | 329 | 295
2016-04-23 10:30 | 341 | 310
2016-04-23 11:00 | 347 | 316
2016-04-23 11:30 | 358 | 331
2016-04-23 12:00 | 351 | 323
2016-04-23 12:30 | 343 | 314
2016-04-23 13:00 | 334 | 303
2016-04-23 13:30 | 325 | 293
2016-04-23 14:00 | 328 | 296
2016-04-23 14:30 | 334 | 304
2016-04-23 15:00 | 340 | 310
2016-04-23 15:30 | 358 | 331
2016-04-23 16:00 | 360 | 333
2016-04-23 16:30 | 389 | 364
2016-04-23 17:00 | 407 | 384
2016-04-23 17:30 | 391 | 368
2016-04-23 18:00 | 413 | 391
2016-04-23 18:30 | 396 | 373
2016-04-23 19:00 | 378 | 353
2016-04-23 19:30 | 336 | 307
2016-04-23 20:00 | 346 | 318
2016-04-23 20:30 | 351 | 323
2016-04-23 21:00 | 350 | 322
2016-04-23 21:30 | 350 | 323
2016-04-23 22:00 | 331 | 302
2016-04-23 22:30 | 297 | 262
2016-04-23 23:00 | 284 | 248
2016-04-23 23:30 | 308 | 272
2016-04-24 | 303 | 266
2016-04-24 00:30 | 293 | 250
2016-04-24 01:00 | 286 | 240
2016-04-24 01:30 | 274 | 224
2016-04-24 02:00 | 268 | 217
2016-04-24 02:30 | 252 | 196
2016-04-24 03:00 | 250 | 191
2016-04-24 03:30 | 259 | 203
2016-04-24 04:00 | 255 | 198
2016-04-24 04:30 | 276 | 226
2016-04-24 05:00 | 313 | 271
2016-04-24 05:30 | 326 | 287
2016-04-24 06:00 | 319 | 279
2016-04-24 06:30 | 336 | 299
2016-04-24 07:00 | 335 | 298
2016-04-24 07:30 | 365 | 331
2016-04-24 08:00 | 372 | 339
2016-04-24 08:30 | 360 | 326
2016-04-24 09:00 | 347 | 312
2016-04-24 09:30 | 337 | 302
2016-04-24 10:00 | 341 | 307
2016-04-24 10:30 | 343 | 309
2016-04-24 11:00 | 332 | 296
2016-04-24 11:30 | 339 | 305
2016-04-24 12:00 | 348 | 315
2016-04-24 12:30 | 348 | 315
2016-04-24 13:00 | 346 | 312
2016-04-24 13:30 | 311 | 272
2016-04-24 14:00 | 310 | 271
2016-04-24 14:30 | 314 | 277
2016-04-24 15:00 | 306 | 265
2016-04-24 15:30 | 338 | 302
2016-04-24 16:00 | 374 | 342
2016-04-24 16:30 | 354 | 323
2016-04-24 17:00 | 367 | 337
2016-04-24 17:30 | 378 | 350
2016-04-24 18:00 | 426 | 404
2016-04-24 18:30 | 429 | 408
2016-04-24 19:00 | 410 | 386
2016-04-24 19:30 | 412 | 387
2016-04-24 20:00 | 416 | 391
2016-04-24 20:30 | 424 | 400
2016-04-24 21:00 | 390 | 361
2016-04-24 21:30 | 397 | 369
2016-04-24 22:00 | 393 | 365
2016-04-24 22:30 | 323 | 286
2016-04-24 23:00 | 289 | 247
2016-04-24 23:30 | 324 | 287
2016-04-25 | 332 | 296
2016-04-25 00:30 | 311 | 269
2016-04-25 01:00 | 271 | 214
2016-04-25 01:30 | 259 | 199
2016-04-25 02:00 | 266 | 208
2016-04-25 02:30 | 265 | 206
2016-04-25 03:00 | 267 | 209
2016-04-25 03:30 | 254 | 193
2016-04-25 04:00 | 253 | 190
2016-04-25 04:30 | 276 | 219
2016-04-25 05:00 | 302 | 250
2016-04-25 05:30 | 295 | 243
2016-04-25 06:00 | 294 | 241
2016-04-25 06:30 | 296 | 243
2016-04-25 07:00 | 287 | 233
2016-04-25 07:30 | 294 | 242
2016-04-25 08:00 | 298 | 250
2016-04-25 08:30 | 305 | 258
2016-04-25 09:00 | 305 | 259
2016-04-25 09:30 | 316 | 273
2016-04-25 10:00 | 333 | 293
2016-04-25 10:30 | 331 | 292
2016-04-25 11:00 | 321 | 280
2016-04-25 11:30 | 315 | 274
2016-04-25 12:00 | 321 | 282
2016-04-25 12:30 | 326 | 288
2016-04-25 13:00 | 327 | 289
2016-04-25 13:30 | 323 | 283
2016-04-25 14:00 | 326 | 286
2016-04-25 14:30 | 336 | 298
2016-04-25 15:00 | 362 | 327
2016-04-25 15:30 | 372 | 339
2016-04-25 16:00 | 377 | 345
2016-04-25 16:30 | 383 | 352
2016-04-25 17:00 | 372 | 341
2016-04-25 17:30 | 388 | 360
2016-04-25 18:00 | 451 | 430
2016-04-25 18:30 | 464 | 446
2016-04-25 19:00 | 447 | 426
2016-04-25 19:30 | 411 | 387
2016-04-25 20:00 | 427 | 404
2016-04-25 20:30 | 451 | 430
2016-04-25 21:00 | 430 | 407
2016-04-25 21:30 | 428 | 405
2016-04-25 22:00 | 404 | 378
2016-04-25 22:30 | 349 | 317
2016-04-25 23:00 | 350 | 319
2016-04-25 23:30 | 360 | 330
2016-04-26 | 356 | 324
2016-04-26 00:30 | 327 | 288
2016-04-26 01:00 | 307 | 262
2016-04-26 01:30 | 330 | 281
2016-04-26 02:00 | 357 | 311
2016-04-26 02:30 | 349 | 302
2016-04-26 03:00 | 346 | 298
2016-04-26 03:30 | 321 | 268
2016-04-26 04:00 | 321 | 268
2016-04-26 04:30 | 328 | 276
2016-04-26 05:00 | 327 | 276
2016-04-26 05:30 | 320 | 279
2016-04-26 06:00 | 317 | 276
2016-04-26 06:30 | 360 | 331
2016-04-26 07:00 | 392 | 367
2016-04-26 07:30 | 402 | 378
2016-04-26 08:00 | 413 | 392
2016-04-26 08:30 | 419 | 399
2016-04-26 09:00 | 425 | 406
2016-04-26 09:30 | 420 | 401
2016-04-26 10:00 | 427 | 408
2016-04-26 10:30 | 423 | 404
2016-04-26 11:00 | 422 | 403
2016-04-26 11:30 | 424 | 405
2016-04-26 12:00 | 435 | 418
2016-04-26 12:30 | 409 | 391
2016-04-26 13:00 | 382 | 362
2016-04-26 13:30 | 377 | 356
2016-04-26 14:00 | 406 | 387
2016-04-26 14:30 | 441 | 424
2016-04-26 15:00 | 466 | 450
2016-04-26 15:30 | 467 | 450
2016-04-26 16:00 | 497 | 483
2016-04-26 16:30 | 526 | 511
2016-04-26 17:00 | 529 | 514
2016-04-26 17:30 | 499 | 483
2016-04-26 18:00 | 551 | 538
2016-04-26 18:30 | 537 | 523
2016-04-26 19:00 | 524 | 509
2016-04-26 19:30 | 487 | 469
2016-04-26 20:00 | 454 | 433
2016-04-26 20:30 | 465 | 446
2016-04-26 21:00 | 460 | 441
2016-04-26 21:30 | 452 | 432
2016-04-26 22:00 | 439 | 419
2016-04-26 22:30 | 403 | 379
2016-04-26 23:00 | 379 | 353
2016-04-26 23:30 | 393 | 367
2016-04-27 | 369 | 340
2016-04-27 00:30 | 339 | 302
2016-04-27 01:00 | 314 | 272
2016-04-27 01:30 | 321 | 276
2016-04-27 02:00 | 328 | 283
2016-04-27 02:30 | 319 | 272
2016-04-27 03:00 | 314 | 265
2016-04-27 03:30 | 325 | 279
2016-04-27 04:00 | 383 | 346
2016-04-27 04:30 | 409 | 378
2016-04-27 05:00 | 371 | 337
2016-04-27 05:30 | 398 | 367
2016-04-27 06:00 | 414 | 387
2016-04-27 06:30 | 462 | 439
2016-04-27 07:00 | 483 | 464
2016-04-27 07:30 | 457 | 437
2016-04-27 08:00 | 463 | 446
2016-04-27 08:30 | 455 | 438
2016-04-27 09:00 | 459 | 443
2016-04-27 09:30 | 472 | 456
2016-04-27 10:00 | 489 | 474
2016-04-27 10:30 | 497 | 482
2016-04-27 11:00 | 484 | 469
2016-04-27 11:30 | 452 | 434
2016-04-27 12:00 | 468 | 452
2016-04-27 12:30 | 464 | 447
2016-04-27 13:00 | 445 | 427
2016-04-27 13:30 | 463 | 446
2016-04-27 14:00 | 483 | 467
2016-04-27 14:30 | 515 | 502
2016-04-27 15:00 | 546 | 534
2016-04-27 15:30 | 561 | 550
2016-04-27 16:00 | 565 | 554
2016-04-27 16:30 | 563 | 552
2016-04-27 17:00 | 545 | 533
2016-04-27 17:30 | 570 | 560
2016-04-27 18:00 | 638 | 630
2016-04-27 18:30 | 594 | 583
2016-04-27 19:00 | 574 | 559
2016-04-27 19:30 | 560 | 542
2016-04-27 20:00 | 583 | 566
2016-04-27 20:30 | 596 | 580
2016-04-27 21:00 | 561 | 543
2016-04-27 21:30 | 584 | 568
2016-04-27 22:00 | 533 | 513
2016-04-27 22:30 | 537 | 518
2016-04-27 23:00 | 512 | 492
2016-04-27 23:30 | 510 | 490
2016-04-28 | 458 | 433
2016-04-28 00:30 | 398 | 364
2016-04-28 01:00 | 390 | 352
2016-04-28 01:30 | 424 | 391
2016-04-28 02:00 | 461 | 432
2016-04-28 02:30 | 449 | 419
2016-04-28 03:00 | 447 | 417
2016-04-28 03:30 | 443 | 412
2016-04-28 04:00 | 448 | 418
2016-04-28 04:30 | 460 | 431
2016-04-28 05:00 | 489 | 463
2016-04-28 05:30 | 530 | 509
2016-04-28 06:00 | 477 | 451
2016-04-28 06:30 | 504 | 481
2016-04-28 07:00 | 581 | 565
2016-04-28 07:30 | 604 | 588
2016-04-28 08:00 | 602 | 586
2016-04-28 08:30 | 617 | 602
2016-04-28 09:00 | 608 | 593
2016-04-28 09:30 | 609 | 594
2016-04-28 10:00 | 596 | 581
2016-04-28 10:30 | 580 | 564
2016-04-28 11:00 | 597 | 583
2016-04-28 11:30 | 568 | 553
2016-04-28 12:00 | 568 | 552
2016-04-28 12:30 | 573 | 557
2016-04-28 13:00 | 555 | 539
2016-04-28 13:30 | 541 | 523
2016-04-28 14:00 | 526 | 507
2016-04-28 14:30 | 553 | 536
2016-04-28 15:00 | 571 | 553
2016-04-28 15:30 | 576 | 559
2016-04-28 16:00 | 613 | 598
2016-04-28 16:30 | 642 | 629
2016-04-28 17:00 | 624 | 610
2016-04-28 17:30 | 622 | 608
2016-04-28 18:00 | 620 | 606
2016-04-28 18:30 | 618 | 604
2016-04-28 19:00 | 627 | 613
2016-04-28 19:30 | 580 | 563
2016-04-28 20:00 | 611 | 596
2016-04-28 20:30 | 633 | 619
2016-04-28 21:00 | 628 | 613
2016-04-28 21:30 | 552 | 531
2016-04-28 22:00 | 521 | 499
2016-04-28 22:30 | 536 | 515
2016-04-28 23:00 | 548 | 527
2016-04-28 23:30 | 505 | 479
2016-04-29 | 462 | 436
2016-04-29 00:30 | 408 | 379
2016-04-29 01:00 | 379 | 344
2016-04-29 01:30 | 353 | 314
2016-04-29 02:00 | 367 | 329
2016-04-29 02:30 | 357 | 318
2016-04-29 03:00 | 337 | 294
2016-04-29 03:30 | 329 | 283
2016-04-29 04:00 | 317 | 269
2016-04-29 04:30 | 386 | 350
2016-04-29 05:00 | 436 | 409
2016-04-29 05:30 | 473 | 450
2016-04-29 06:00 | 460 | 437
2016-04-29 06:30 | 474 | 450
2016-04-29 07:00 | 515 | 497
2016-04-29 07:30 | 481 | 461
2016-04-29 08:00 | 486 | 467
2016-04-29 08:30 | 483 | 464
2016-04-29 09:00 | 483 | 465
2016-04-29 09:30 | 498 | 481
2016-04-29 10:00 | 511 | 496
2016-04-29 10:30 | 493 | 475
2016-04-29 11:00 | 501 | 484
2016-04-29 11:30 | 486 | 469
2016-04-29 12:00 | 491 | 473
2016-04-29 12:30 | 476 | 458
2016-04-29 13:00 | 454 | 436
2016-04-29 13:30 | 433 | 412
2016-04-29 14:00 | 426 | 405
2016-04-29 14:30 | 442 | 421
2016-04-29 15:00 | 460 | 441
2016-04-29 15:30 | 480 | 462
2016-04-29 16:00 | 478 | 460
2016-04-29 16:30 | 491 | 474
2016-04-29 17:00 | 507 | 491
2016-04-29 17:30 | 538 | 524
2016-04-29 18:00 | 562 | 549
2016-04-29 18:30 | 574 | 561
2016-04-29 19:00 | 593 | 582
2016-04-29 19:30 | 561 | 549
2016-04-29 20:00 | 525 | 511
2016-04-29 20:30 | 513 | 498
2016-04-29 21:00 | 493 | 477
2016-04-29 21:30 | 486 | 470
2016-04-29 22:00 | 482 | 465
2016-04-29 22:30 | 477 | 459
2016-04-29 23:00 | 451 | 431
2016-04-29 23:30 | 432 | 410
2016-04-30 | 423 | 399
2016-04-30 00:30 | 392 | 365
2016-04-30 01:00 | 325 | 289
2016-04-30 01:30 | 346 | 307
2016-04-30 02:00 | 356 | 318
2016-04-30 02:30 | 358 | 316
2016-04-30 03:00 | 368 | 327
2016-04-30 03:30 | 385 | 346
2016-04-30 04:00 | 386 | 347
2016-04-30 04:30 | 341 | 294
2016-04-30 05:00 | 328 | 277
2016-04-30 05:30 | 318 | 264
2016-04-30 06:00 | 323 | 272
2016-04-30 06:30 | 336 | 290
2016-04-30 07:00 | 365 | 326
2016-04-30 07:30 | 407 | 376
2016-04-30 08:00 | 423 | 393
2016-04-30 08:30 | 422 | 394
2016-04-30 09:00 | 434 | 408
2016-04-30 09:30 | 444 | 418
2016-04-30 10:00 | 441 | 417
2016-04-30 10:30 | 429 | 406
2016-04-30 11:00 | 425 | 401
2016-04-30 11:30 | 418 | 393
2016-04-30 12:00 | 419 | 395
2016-04-30 12:30 | 414 | 389
2016-04-30 13:00 | 393 | 367
2016-04-30 13:30 | 389 | 363
2016-04-30 14:00 | 391 | 364
2016-04-30 14:30 | 400 | 374
2016-04-30 15:00 | 412 | 387
2016-04-30 15:30 | 427 | 404
2016-04-30 16:00 | 427 | 404
2016-04-30 16:30 | 428 | 404
2016-04-30 17:00 | 442 | 420
2016-04-30 17:30 | 426 | 403
2016-04-30 18:00 | 453 | 432
2016-04-30 18:30 | 449 | 428
2016-04-30 19:00 | 418 | 395
2016-04-30 19:30 | 393 | 368
2016-04-30 20:00 | 392 | 367
2016-04-30 20:30 | 393 | 368
2016-04-30 21:00 | 408 | 385
2016-04-30 21:30 | 409 | 385
2016-04-30 22:00 | 412 | 387
2016-04-30 22:30 | 403 | 378
2016-04-30 23:00 | 407 | 381
2016-04-30 23:30 | 436 | 413
2016-05-01 | 430 | 406
2016-05-01 00:30 | 412 | 386
2016-05-01 01:00 | 393 | 363
2016-05-01 01:30 | 394 | 364
2016-05-01 02:00 | 408 | 379
2016-05-01 02:30 | 401 | 371
2016-05-01 03:00 | 400 | 370
2016-05-01 03:30 | 398 | 368
2016-05-01 04:00 | 387 | 355
2016-05-01 04:30 | 375 | 342
2016-05-01 05:00 | 402 | 371
2016-05-01 05:30 | 429 | 401
2016-05-01 06:00 | 451 | 425
2016-05-01 06:30 | 454 | 429
2016-05-01 07:00 | 444 | 417
2016-05-01 07:30 | 455 | 430
2016-05-01 08:00 | 474 | 451
2016-05-01 08:30 | 483 | 462
2016-05-01 09:00 | 487 | 467
2016-05-01 09:30 | 492 | 473
2016-05-01 10:00 | 500 | 482
2016-05-01 10:30 | 488 | 470
2016-05-01 11:00 | 476 | 457
2016-05-01 11:30 | 474 | 455
2016-05-01 12:00 | 472 | 453
2016-05-01 12:30 | 462 | 442
2016-05-01 13:00 | 432 | 410
2016-05-01 13:30 | 426 | 403
2016-05-01 14:00 | 422 | 399
2016-05-01 14:30 | 431 | 408
2016-05-01 15:00 | 444 | 423
2016-05-01 15:30 | 458 | 438
2016-05-01 16:00 | 449 | 428
2016-05-01 16:30 | 435 | 413
2016-05-01 17:00 | 436 | 415
2016-05-01 17:30 | 431 | 410
2016-05-01 18:00 | 473 | 456
2016-05-01 18:30 | 497 | 481
2016-05-01 19:00 | 489 | 472
2016-05-01 19:30 | 477 | 459
2016-05-01 20:00 | 488 | 470
2016-05-01 20:30 | 500 | 483
2016-05-01 21:00 | 474 | 454
2016-05-01 21:30 | 471 | 451
2016-05-01 22:00 | 439 | 416
2016-05-01 22:30 | 437 | 415
2016-05-01 23:00 | 438 | 414
2016-05-01 23:30 | 453 | 430
2016-05-02 | 440 | 416
2016-05-02 00:30 | 416 | 388
2016-05-02 01:00 | 408 | 380
2016-05-02 01:30 | 411 | 383
2016-05-02 02:00 | 410 | 380
2016-05-02 02:30 | 408 | 376
2016-05-02 03:00 | 410 | 378
2016-05-02 03:30 | 408 | 376
2016-05-02 04:00 | 412 | 380
2016-05-02 04:30 | 422 | 391
2016-05-02 05:00 | 427 | 397
2016-05-02 05:30 | 441 | 413
2016-05-02 06:00 | 456 | 429
2016-05-02 06:30 | 453 | 427
2016-05-02 07:00 | 451 | 424
2016-05-02 07:30 | 455 | 429
2016-05-02 08:00 | 454 | 428
2016-05-02 08:30 | 455 | 430
2016-05-02 09:00 | 453 | 429
2016-05-02 09:30 | 452 | 428
2016-05-02 10:00 | 450 | 426
2016-05-02 10:30 | 458 | 435
2016-05-02 11:00 | 451 | 427
2016-05-02 11:30 | 440 | 416
2016-05-02 12:00 | 431 | 406
2016-05-02 12:30 | 425 | 399
2016-05-02 13:00 | 398 | 370
2016-05-02 13:30 | 398 | 370
2016-05-02 14:00 | 382 | 352
2016-05-02 14:30 | 379 | 350
2016-05-02 15:00 | 392 | 363
2016-05-02 15:30 | 400 | 372
2016-05-02 16:00 | 397 | 370
2016-05-02 16:30 | 408 | 383
2016-05-02 17:00 | 459 | 438
2016-05-02 17:30 | 463 | 444
2016-05-02 18:00 | 514 | 498
2016-05-02 18:30 | 507 | 490
2016-05-02 19:00 | 459 | 438
2016-05-02 19:30 | 413 | 389
2016-05-02 20:00 | 399 | 373
2016-05-02 20:30 | 396 | 369
2016-05-02 21:00 | 393 | 367
2016-05-02 21:30 | 402 | 377
2016-05-02 22:00 | 400 | 374
2016-05-02 22:30 | 358 | 326
2016-05-02 23:00 | 334 | 299
2016-05-02 23:30 | 330 | 294
2016-05-03 | 322 | 281
2016-05-03 00:30 | 280 | 230
2016-05-03 01:00 | 270 | 217
2016-05-03 01:30 | 276 | 223
2016-05-03 02:00 | 273 | 219
2016-05-03 02:30 | 261 | 203
2016-05-03 03:00 | 263 | 204
2016-05-03 03:30 | 259 | 199
2016-05-03 04:00 | 256 | 196
2016-05-03 04:30 | 298 | 249
2016-05-03 05:00 | 316 | 273
2016-05-03 05:30 | 323 | 280
2016-05-03 06:00 | 336 | 297
2016-05-03 06:30 | 387 | 355
2016-05-03 07:00 | 428 | 402
2016-05-03 07:30 | 501 | 483
2016-05-03 08:00 | 523 | 507
2016-05-03 08:30 | 491 | 473
2016-05-03 09:00 | 477 | 458
2016-05-03 09:30 | 466 | 446
2016-05-03 10:00 | 447 | 426
2016-05-03 10:30 | 444 | 422
2016-05-03 11:00 | 440 | 418
2016-05-03 11:30 | 417 | 394
2016-05-03 12:00 | 411 | 387
2016-05-03 12:30 | 430 | 408
2016-05-03 13:00 | 419 | 395
2016-05-03 13:30 | 420 | 396
2016-05-03 14:00 | 403 | 378
2016-05-03 14:30 | 420 | 397
2016-05-03 15:00 | 441 | 419
2016-05-03 15:30 | 460 | 440
2016-05-03 16:00 | 469 | 449
2016-05-03 16:30 | 464 | 445
2016-05-03 17:00 | 486 | 468
2016-05-03 17:30 | 476 | 458
2016-05-03 18:00 | 502 | 485
2016-05-03 18:30 | 488 | 470
2016-05-03 19:00 | 468 | 449
2016-05-03 19:30 | 446 | 425
2016-05-03 20:00 | 459 | 437
2016-05-03 20:30 | 472 | 452
2016-05-03 21:00 | 475 | 454
2016-05-03 21:30 | 467 | 445
2016-05-03 22:00 | 428 | 404
2016-05-03 22:30 | 369 | 338
2016-05-03 23:00 | 357 | 324
2016-05-03 23:30 | 364 | 330
2016-05-04 | 358 | 322
2016-05-04 00:30 | 298 | 251
2016-05-04 01:00 | 281 | 229
2016-05-04 01:30 | 259 | 203
2016-05-04 02:00 | 254 | 195
2016-05-04 02:30 | 237 | 173
2016-05-04 03:00 | 222 | 153
2016-05-04 03:30 | 225 | 156
2016-05-04 04:00 | 227 | 158
2016-05-04 04:30 | 236 | 172
2016-05-04 05:00 | 253 | 195
2016-05-04 05:30 | 266 | 213
2016-05-04 06:00 | 264 | 214
2016-05-04 06:30 | 334 | 298
2016-05-04 07:00 | 434 | 409
2016-05-04 07:30 | 444 | 421
2016-05-04 08:00 | 429 | 405
2016-05-04 08:30 | 407 | 382
2016-05-04 09:00 | 399 | 373
2016-05-04 09:30 | 403 | 378
2016-05-04 10:00 | 408 | 386
2016-05-04 10:30 | 405 | 384
2016-05-04 11:00 | 398 | 376
2016-05-04 11:30 | 390 | 366
2016-05-04 12:00 | 379 | 355
2016-05-04 12:30 | 378 | 353
2016-05-04 13:00 | 372 | 347
2016-05-04 13:30 | 376 | 352
2016-05-04 14:00 | 376 | 352
2016-05-04 14:30 | 389 | 365
2016-05-04 15:00 | 417 | 396
2016-05-04 15:30 | 431 | 411
2016-05-04 16:00 | 436 | 416
2016-05-04 16:30 | 428 | 407
2016-05-04 17:00 | 413 | 392
2016-05-04 17:30 | 446 | 427
2016-05-04 18:00 | 494 | 479
2016-05-04 18:30 | 475 | 458
2016-05-04 19:00 | 451 | 433
2016-05-04 19:30 | 447 | 428
2016-05-04 20:00 | 434 | 414
2016-05-04 20:30 | 429 | 408
2016-05-04 21:00 | 401 | 374
2016-05-04 21:30 | 412 | 386
2016-05-04 22:00 | 414 | 388
2016-05-04 22:30 | 396 | 367
2016-05-04 23:00 | 353 | 317
2016-05-04 23:30 | 346 | 307
2016-05-05 | 302 | 256
2016-05-05 00:30 | 298 | 251
2016-05-05 01:00 | 317 | 272
2016-05-05 01:30 | 358 | 319
2016-05-05 02:00 | 378 | 342
2016-05-05 02:30 | 368 | 331
2016-05-05 03:00 | 332 | 289
2016-05-05 03:30 | 333 | 289
2016-05-05 04:00 | 308 | 260
2016-05-05 04:30 | 322 | 277
2016-05-05 05:00 | 330 | 290
2016-05-05 05:30 | 329 | 290
2016-05-05 06:00 | 336 | 299
2016-05-05 06:30 | 365 | 335
2016-05-05 07:00 | 394 | 366
2016-05-05 07:30 | 409 | 385
2016-05-05 08:00 | 424 | 402
2016-05-05 08:30 | 381 | 356
2016-05-05 09:00 | 374 | 348
2016-05-05 09:30 | 372 | 345
2016-05-05 10:00 | 362 | 334
2016-05-05 10:30 | 355 | 327
2016-05-05 11:00 | 361 | 333
2016-05-05 11:30 | 355 | 326
2016-05-05 12:00 | 358 | 331
2016-05-05 12:30 | 370 | 345
2016-05-05 13:00 | 402 | 380
2016-05-05 13:30 | 402 | 380
2016-05-05 14:00 | 401 | 380
2016-05-05 14:30 | 401 | 380
2016-05-05 15:00 | 405 | 385
2016-05-05 15:30 | 406 | 386
2016-05-05 16:00 | 414 | 394
2016-05-05 16:30 | 412 | 392
2016-05-05 17:00 | 427 | 408
2016-05-05 17:30 | 450 | 433
2016-05-05 18:00 | 456 | 441
2016-05-05 18:30 | 405 | 386
2016-05-05 19:00 | 395 | 376
2016-05-05 19:30 | 378 | 356
2016-05-05 20:00 | 388 | 365
2016-05-05 20:30 | 421 | 399
2016-05-05 21:00 | 439 | 419
2016-05-05 21:30 | 435 | 414
2016-05-05 22:00 | 417 | 394
2016-05-05 22:30 | 333 | 300
2016-05-05 23:00 | 303 | 265
2016-05-05 23:30 | 301 | 262
2016-05-06 | 283 | 234
2016-05-06 00:30 | 276 | 222
2016-05-06 01:00 | 273 | 218
2016-05-06 01:30 | 280 | 227
2016-05-06 02:00 | 284 | 226
2016-05-06 02:30 | 282 | 224
2016-05-06 03:00 | 268 | 207
2016-05-06 03:30 | 270 | 209
2016-05-06 04:00 | 267 | 205
2016-05-06 04:30 | 282 | 225
2016-05-06 05:00 | 296 | 248
2016-05-06 05:30 | 322 | 279
2016-05-06 06:00 | 334 | 293
2016-05-06 06:30 | 345 | 307
2016-05-06 07:00 | 409 | 382
2016-05-06 07:30 | 456 | 434
2016-05-06 08:00 | 465 | 446
2016-05-06 08:30 | 446 | 424
2016-05-06 09:00 | 435 | 413
2016-05-06 09:30 | 429 | 407
2016-05-06 10:00 | 419 | 397
2016-05-06 10:30 | 409 | 387
2016-05-06 11:00 | 409 | 387
2016-05-06 11:30 | 390 | 367
2016-05-06 12:00 | 386 | 363
2016-05-06 12:30 | 385 | 361
2016-05-06 13:00 | 391 | 369
2016-05-06 13:30 | 390 | 367
2016-05-06 14:00 | 381 | 357
2016-05-06 14:30 | 387 | 364
2016-05-06 15:00 | 338 | 311
2016-05-06 15:30 | 334 | 307
2016-05-06 16:00 | 343 | 317
2016-05-06 16:30 | 344 | 318
2016-05-06 17:00 | 349 | 324
2016-05-06 17:30 | 367 | 343
2016-05-06 18:00 | 397 | 376
2016-05-06 18:30 | 379 | 356
2016-05-06 19:00 | 351 | 325
2016-05-06 19:30 | 352 | 325
2016-05-06 20:00 | 366 | 341
2016-05-06 20:30 | 399 | 379
2016-05-06 21:00 | 412 | 393
2016-05-06 21:30 | 411 | 389
2016-05-06 22:00 | 407 | 384
2016-05-06 22:30 | 382 | 356
2016-05-06 23:00 | 335 | 303
2016-05-06 23:30 | 311 | 272
2016-05-07 | 285 | 236
2016-05-07 00:30 | 270 | 217
2016-05-07 01:00 | 283 | 234
2016-05-07 01:30 | 272 | 218
2016-05-07 02:00 | 291 | 242
2016-05-07 02:30 | 327 | 284
2016-05-07 03:00 | 368 | 331
2016-05-07 03:30 | 379 | 343
2016-05-07 04:00 | 372 | 336
2016-05-07 04:30 | 351 | 312
2016-05-07 05:00 | 374 | 339
2016-05-07 05:30 | 381 | 349
2016-05-07 06:00 | 399 | 369
2016-05-07 06:30 | 408 | 380
2016-05-07 07:00 | 420 | 393
2016-05-07 07:30 | 402 | 373
2016-05-07 08:00 | 398 | 369
2016-05-07 08:30 | 405 | 378
2016-05-07 09:00 | 402 | 375
2016-05-07 09:30 | 404 | 377
2016-05-07 10:00 | 380 | 354
2016-05-07 10:30 | 380 | 354
2016-05-07 11:00 | 391 | 367
2016-05-07 11:30 | 396 | 372
2016-05-07 12:00 | 405 | 382
2016-05-07 12:30 | 403 | 379
2016-05-07 13:00 | 406 | 382
2016-05-07 13:30 | 411 | 387
2016-05-07 14:00 | 414 | 391
2016-05-07 14:30 | 407 | 384
2016-05-07 15:00 | 402 | 379
2016-05-07 15:30 | 400 | 376
2016-05-07 16:00 | 419 | 397
2016-05-07 16:30 | 431 | 410
2016-05-07 17:00 | 452 | 433
2016-05-07 17:30 | 450 | 432
2016-05-07 18:00 | 498 | 483
2016-05-07 18:30 | 480 | 464
2016-05-07 19:00 | 455 | 436
2016-05-07 19:30 | 422 | 401
2016-05-07 20:00 | 451 | 432
2016-05-07 20:30 | 453 | 434
2016-05-07 21:00 | 447 | 427
2016-05-07 21:30 | 408 | 386
2016-05-07 22:00 | 405 | 382
2016-05-07 22:30 | 394 | 371
2016-05-07 23:00 | 348 | 320
2016-05-07 23:30 | 348 | 316
2016-05-08 | 358 | 325
2016-05-08 00:30 | 355 | 320
2016-05-08 01:00 | 352 | 315
2016-05-08 01:30 | 323 | 282
2016-05-08 02:00 | 324 | 274
2016-05-08 02:30 | 363 | 319
2016-05-08 03:00 | 356 | 314
2016-05-08 03:30 | 345 | 297
2016-05-08 04:00 | 345 | 297
2016-05-08 04:30 | 347 | 304
2016-05-08 05:00 | 363 | 323
2016-05-08 05:30 | 376 | 338
2016-05-08 06:00 | 374 | 335
2016-05-08 06:30 | 385 | 348
2016-05-08 07:00 | 398 | 362
2016-05-08 07:30 | 401 | 367
2016-05-08 08:00 | 415 | 382
2016-05-08 08:30 | 431 | 404
2016-05-08 09:00 | 437 | 410
2016-05-08 09:30 | 464 | 440
2016-05-08 10:00 | 468 | 445
2016-05-08 10:30 | 462 | 439
2016-05-08 11:00 | 445 | 421
2016-05-08 11:30 | 431 | 406
2016-05-08 12:00 | 427 | 401
2016-05-08 12:30 | 418 | 391
2016-05-08 13:00 | 411 | 384
2016-05-08 13:30 | 440 | 415
2016-05-08 14:00 | 447 | 422
2016-05-08 14:30 | 451 | 427
2016-05-08 15:00 | 448 | 424
2016-05-08 15:30 | 440 | 415
2016-05-08 16:00 | 457 | 433
2016-05-08 16:30 | 446 | 422
2016-05-08 17:00 | 447 | 424
2016-05-08 17:30 | 446 | 424
2016-05-08 18:00 | 494 | 476
2016-05-08 18:30 | 483 | 464
2016-05-08 19:00 | 455 | 433
2016-05-08 19:30 | 448 | 425
2016-05-08 20:00 | 460 | 438
2016-05-08 20:30 | 472 | 451
2016-05-08 21:00 | 469 | 448
2016-05-08 21:30 | 479 | 456
2016-05-08 22:00 | 474 | 451
2016-05-08 22:30 | 413 | 384
2016-05-08 23:00 | 377 | 343
2016-05-08 23:30 | 390 | 357
2016-05-09 | 367 | 331
2016-05-09 00:30 | 338 | 296
2016-05-09 01:00 | 317 | 268
2016-05-09 01:30 | 303 | 249
2016-05-09 02:00 | 284 | 220
2016-05-09 02:30 | 288 | 223
2016-05-09 03:00 | 286 | 222
2016-05-09 03:30 | 287 | 222
2016-05-09 04:00 | 285 | 220
2016-05-09 04:30 | 282 | 219
2016-05-09 05:00 | 304 | 250
2016-05-09 05:30 | 326 | 277
2016-05-09 06:00 | 342 | 296
2016-05-09 06:30 | 378 | 339
2016-05-09 07:00 | 402 | 367
2016-05-09 07:30 | 405 | 375
2016-05-09 08:00 | 415 | 390
2016-05-09 08:30 | 432 | 409
2016-05-09 09:00 | 448 | 428
2016-05-09 09:30 | 485 | 467
2016-05-09 10:00 | 487 | 470
2016-05-09 10:30 | 497 | 481
2016-05-09 11:00 | 502 | 486
2016-05-09 11:30 | 485 | 467
2016-05-09 12:00 | 483 | 465
2016-05-09 12:30 | 478 | 461
2016-05-09 13:00 | 473 | 455
2016-05-09 13:30 | 464 | 445
2016-05-09 14:00 | 503 | 487
2016-05-09 14:30 | 501 | 484
2016-05-09 15:00 | 519 | 504
2016-05-09 15:30 | 545 | 532
2016-05-09 16:00 | 568 | 555
2016-05-09 16:30 | 536 | 521
2016-05-09 17:00 | 555 | 542
2016-05-09 17:30 | 599 | 588
2016-05-09 18:00 | 622 | 611
2016-05-09 18:30 | 591 | 578
2016-05-09 19:00 | 557 | 542
2016-05-09 19:30 | 529 | 511
2016-05-09 20:00 | 555 | 539
2016-05-09 20:30 | 562 | 546
2016-05-09 21:00 | 545 | 529
2016-05-09 21:30 | 513 | 494
2016-05-09 22:00 | 471 | 449
2016-05-09 22:30 | 440 | 413
2016-05-09 23:00 | 423 | 396
2016-05-09 23:30 | 422 | 395
2016-05-10 | 407 | 378
2016-05-10 00:30 | 383 | 350
2016-05-10 01:00 | 369 | 334
2016-05-10 01:30 | 359 | 322
2016-05-10 02:00 | 324 | 283
2016-05-10 02:30 | 289 | 240
2016-05-10 03:00 | 289 | 239
2016-05-10 03:30 | 270 | 217
2016-05-10 04:00 | 275 | 223
2016-05-10 04:30 | 275 | 223
2016-05-10 05:00 | 299 | 252
2016-05-10 05:30 | 331 | 292
2016-05-10 06:00 | 359 | 325
2016-05-10 06:30 | 383 | 352
2016-05-10 07:00 | 438 | 413
2016-05-10 07:30 | 445 | 422
2016-05-10 08:00 | 438 | 415
2016-05-10 08:30 | 440 | 418
2016-05-10 09:00 | 449 | 431
2016-05-10 09:30 | 451 | 434
2016-05-10 10:00 | 448 | 432
2016-05-10 10:30 | 428 | 410
2016-05-10 11:00 | 427 | 409
2016-05-10 11:30 | 420 | 402
2016-05-10 12:00 | 421 | 403
2016-05-10 12:30 | 425 | 407
2016-05-10 13:00 | 401 | 381
2016-05-10 13:30 | 389 | 369
2016-05-10 14:00 | 408 | 392
2016-05-10 14:30 | 399 | 384
2016-05-10 15:00 | 416 | 401
2016-05-10 15:30 | 440 | 427
2016-05-10 16:00 | 440 | 426
2016-05-10 16:30 | 449 | 437
2016-05-10 17:00 | 477 | 466
2016-05-10 17:30 | 524 | 515
2016-05-10 18:00 | 546 | 539
2016-05-10 18:30 | 540 | 532
2016-05-10 19:00 | 533 | 525
2016-05-10 19:30 | 506 | 497
2016-05-10 20:00 | 469 | 457
2016-05-10 20:30 | 467 | 455
2016-05-10 21:00 | 471 | 459
2016-05-10 21:30 | 480 | 468
2016-05-10 22:00 | 483 | 471
2016-05-10 22:30 | 480 | 467
2016-05-10 23:00 | 437 | 421
2016-05-10 23:30 | 415 | 397
2016-05-11 | 360 | 336
2016-05-11 00:30 | 315 | 281
2016-05-11 01:00 | 302 | 264
2016-05-11 01:30 | 304 | 263
2016-05-11 02:00 | 313 | 268
2016-05-11 02:30 | 290 | 245
2016-05-11 03:00 | 243 | 187
2016-05-11 03:30 | 236 | 168
2016-05-11 04:00 | 242 | 176
2016-05-11 04:30 | 248 | 182
2016-05-11 05:00 | 262 | 203
2016-05-11 05:30 | 279 | 226
2016-05-11 06:00 | 266 | 217
2016-05-11 06:30 | 324 | 286
2016-05-11 07:00 | 459 | 438
2016-05-11 07:30 | 542 | 528
2016-05-11 08:00 | 566 | 554
2016-05-11 08:30 | 554 | 542
2016-05-11 09:00 | 536 | 523
2016-05-11 09:30 | 526 | 512
2016-05-11 10:00 | 495 | 480
2016-05-11 10:30 | 475 | 458
2016-05-11 11:00 | 477 | 461
2016-05-11 11:30 | 479 | 462
2016-05-11 12:00 | 475 | 458
2016-05-11 12:30 | 478 | 461
2016-05-11 13:00 | 491 | 475
2016-05-11 13:30 | 482 | 466
2016-05-11 14:00 | 489 | 473
2016-05-11 14:30 | 466 | 449
2016-05-11 15:00 | 460 | 443
2016-05-11 15:30 | 441 | 424
2016-05-11 16:00 | 463 | 449
2016-05-11 16:30 | 462 | 448
2016-05-11 17:00 | 497 | 484
2016-05-11 17:30 | 511 | 499
2016-05-11 18:00 | 521 | 510
2016-05-11 18:30 | 481 | 468
2016-05-11 19:00 | 484 | 472
2016-05-11 19:30 | 488 | 476
2016-05-11 20:00 | 499 | 487
2016-05-11 20:30 | 512 | 499
2016-05-11 21:00 | 507 | 494
2016-05-11 21:30 | 447 | 430
2016-05-11 22:00 | 402 | 380
2016-05-11 22:30 | 389 | 364
2016-05-11 23:00 | 366 | 338
2016-05-11 23:30 | 368 | 340
2016-05-12 | 354 | 327
2016-05-12 00:30 | 320 | 287
2016-05-12 01:00 | 304 | 264
2016-05-12 01:30 | 299 | 256
2016-05-12 02:00 | 295 | 251
2016-05-12 02:30 | 289 | 240
2016-05-12 03:00 | 281 | 223
2016-05-12 03:30 | 276 | 216
2016-05-12 04:00 | 280 | 220
2016-05-12 04:30 | 294 | 238
2016-05-12 05:00 | 315 | 264
2016-05-12 05:30 | 330 | 283
2016-05-12 06:00 | 339 | 292
2016-05-12 06:30 | 355 | 329
2016-05-12 07:00 | 465 | 447
2016-05-12 07:30 | 476 | 459
2016-05-12 08:00 | 461 | 444
2016-05-12 08:30 | 460 | 444
2016-05-12 09:00 | 455 | 439
2016-05-12 09:30 | 427 | 410
2016-05-12 10:00 | 442 | 426
2016-05-12 10:30 | 433 | 417
2016-05-12 11:00 | 419 | 401
2016-05-12 11:30 | 411 | 392
2016-05-12 12:00 | 398 | 379
2016-05-12 12:30 | 374 | 353
2016-05-12 13:00 | 375 | 353
2016-05-12 13:30 | 378 | 358
2016-05-12 14:00 | 389 | 369
2016-05-12 14:30 | 399 | 381
2016-05-12 15:00 | 382 | 363
2016-05-12 15:30 | 414 | 397
2016-05-12 16:00 | 416 | 398
2016-05-12 16:30 | 412 | 395
2016-05-12 17:00 | 419 | 401
2016-05-12 17:30 | 437 | 421
2016-05-12 18:00 | 463 | 449
2016-05-12 18:30 | 455 | 441
2016-05-12 19:00 | 443 | 427
2016-05-12 19:30 | 409 | 391
2016-05-12 20:00 | 411 | 391
2016-05-12 20:30 | 400 | 380
2016-05-12 21:00 | 371 | 349
2016-05-12 21:30 | 367 | 344
2016-05-12 22:00 | 373 | 350
2016-05-12 22:30 | 400 | 378
2016-05-12 23:00 | 369 | 344
2016-05-12 23:30 | 364 | 334
2016-05-13 | 345 | 308
2016-05-13 00:30 | 317 | 275
2016-05-13 01:00 | 316 | 275
2016-05-13 01:30 | 302 | 257
2016-05-13 02:00 | 311 | 264
2016-05-13 02:30 | 279 | 229
2016-05-13 03:00 | 249 | 193
2016-05-13 03:30 | 244 | 187
2016-05-13 04:00 | 250 | 194
2016-05-13 04:30 | 258 | 204
2016-05-13 05:00 | 275 | 225
2016-05-13 05:30 | 290 | 245
2016-05-13 06:00 | 339 | 303
2016-05-13 06:30 | 388 | 359
2016-05-13 07:00 | 443 | 419
2016-05-13 07:30 | 454 | 432
2016-05-13 08:00 | 453 | 431
2016-05-13 08:30 | 452 | 429
2016-05-13 09:00 | 437 | 414
2016-05-13 09:30 | 419 | 395
2016-05-13 10:00 | 409 | 384
2016-05-13 10:30 | 406 | 381
2016-05-13 11:00 | 415 | 390
2016-05-13 11:30 | 399 | 373
2016-05-13 12:00 | 378 | 350
2016-05-13 12:30 | 380 | 352
2016-05-13 13:00 | 390 | 363
2016-05-13 13:30 | 396 | 370
2016-05-13 14:00 | 399 | 373
2016-05-13 14:30 | 407 | 383
2016-05-13 15:00 | 407 | 384
2016-05-13 15:30 | 409 | 386
2016-05-13 16:00 | 430 | 409
2016-05-13 16:30 | 415 | 393
2016-05-13 17:00 | 393 | 370
2016-05-13 17:30 | 367 | 342
2016-05-13 18:00 | 377 | 355
2016-05-13 18:30 | 371 | 348
2016-05-13 19:00 | 349 | 325
2016-05-13 19:30 | 333 | 307
2016-05-13 20:00 | 345 | 320
2016-05-13 20:30 | 366 | 342
2016-05-13 21:00 | 357 | 330
2016-05-13 21:30 | 346 | 318
2016-05-13 22:00 | 335 | 305
2016-05-13 22:30 | 337 | 306
2016-05-13 23:00 | 324 | 290
2016-05-13 23:30 | 331 | 298
2016-05-14 | 343 | 308
2016-05-14 00:30 | 316 | 278
2016-05-14 01:00 | 267 | 217
2016-05-14 01:30 | 238 | 173
2016-05-14 02:00 | 237 | 170
2016-05-14 02:30 | 239 | 172
2016-05-14 03:00 | 236 | 166
2016-05-14 03:30 | 236 | 166
2016-05-14 04:00 | 238 | 165
2016-05-14 04:30 | 242 | 172
2016-05-14 05:00 | 259 | 195
2016-05-14 05:30 | 266 | 204
2016-05-14 06:00 | 274 | 215
2016-05-14 06:30 | 275 | 220
2016-05-14 07:00 | 322 | 279
2016-05-14 07:30 | 362 | 327
2016-05-14 08:00 | 366 | 333
2016-05-14 08:30 | 387 | 357
2016-05-14 09:00 | 407 | 379
2016-05-14 09:30 | 396 | 367
2016-05-14 10:00 | 376 | 346
2016-05-14 10:30 | 368 | 338
2016-05-14 11:00 | 368 | 340
2016-05-14 11:30 | 373 | 346
2016-05-14 12:00 | 370 | 343
2016-05-14 12:30 | 372 | 344
2016-05-14 13:00 | 368 | 340
2016-05-14 13:30 | 365 | 336
2016-05-14 14:00 | 359 | 330
2016-05-14 14:30 | 363 | 334
2016-05-14 15:00 | 366 | 337
2016-05-14 15:30 | 374 | 347
2016-05-14 16:00 | 380 | 353
2016-05-14 16:30 | 394 | 370
2016-05-14 17:00 | 417 | 394
2016-05-14 17:30 | 413 | 390
2016-05-14 18:00 | 421 | 399
2016-05-14 18:30 | 405 | 380
2016-05-14 19:00 | 387 | 361
2016-05-14 19:30 | 371 | 343
2016-05-14 20:00 | 368 | 338
2016-05-14 20:30 | 369 | 338
2016-05-14 21:00 | 352 | 317
2016-05-14 21:30 | 358 | 322
2016-05-14 22:00 | 356 | 320
2016-05-14 22:30 | 334 | 294
2016-05-14 23:00 | 300 | 254
2016-05-14 23:30 | 308 | 257
2016-05-15 | 291 | 233
2016-05-15 00:30 | 277 | 214
2016-05-15 01:00 | 276 | 213
2016-05-15 01:30 | 276 | 209
2016-05-15 02:00 | 275 | 208
2016-05-15 02:30 | 281 | 216
2016-05-15 03:00 | 273 | 206
2016-05-15 03:30 | 272 | 202
2016-05-15 04:00 | 266 | 195
2016-05-15 04:30 | 285 | 221
2016-05-15 05:00 | 304 | 245
2016-05-15 05:30 | 294 | 231
2016-05-15 06:00 | 291 | 227
2016-05-15 06:30 | 298 | 238
2016-05-15 07:00 | 342 | 294
2016-05-15 07:30 | 393 | 360
2016-05-15 08:00 | 391 | 359
2016-05-15 08:30 | 371 | 338
2016-05-15 09:00 | 375 | 342
2016-05-15 09:30 | 371 | 338
2016-05-15 10:00 | 367 | 333
2016-05-15 10:30 | 363 | 329
2016-05-15 11:00 | 355 | 320
2016-05-15 11:30 | 354 | 318
2016-05-15 12:00 | 359 | 323
2016-05-15 12:30 | 352 | 317
2016-05-15 13:00 | 356 | 321
2016-05-15 13:30 | 360 | 326
2016-05-15 14:00 | 353 | 317
2016-05-15 14:30 | 366 | 333
2016-05-15 15:00 | 368 | 335
2016-05-15 15:30 | 381 | 348
2016-05-15 16:00 | 388 | 358
2016-05-15 16:30 | 403 | 374
2016-05-15 17:00 | 408 | 381
2016-05-15 17:30 | 400 | 374
2016-05-15 18:00 | 425 | 401
2016-05-15 18:30 | 427 | 403
2016-05-15 19:00 | 406 | 381
2016-05-15 19:30 | 399 | 372
2016-05-15 20:00 | 404 | 378
2016-05-15 20:30 | 405 | 379
2016-05-15 21:00 | 398 | 371
2016-05-15 21:30 | 399 | 371
2016-05-15 22:00 | 416 | 389
2016-05-15 22:30 | 387 | 357
2016-05-15 23:00 | 325 | 286
2016-05-15 23:30 | 311 | 266
2016-05-16 | 300 | 247
2016-05-16 00:30 | 288 | 225
2016-05-16 01:00 | 270 | 201
2016-05-16 01:30 | 267 | 193
2016-05-16 02:00 | 273 | 202
2016-05-16 02:30 | 279 | 213
2016-05-16 03:00 | 291 | 228
2016-05-16 03:30 | 300 | 240
2016-05-16 04:00 | 313 | 256
2016-05-16 04:30 | 305 | 246
2016-05-16 05:00 | 303 | 246
2016-05-16 05:30 | 302 | 248
2016-05-16 06:00 | 307 | 254
2016-05-16 06:30 | 345 | 301
2016-05-16 07:00 | 350 | 313
2016-05-16 07:30 | 348 | 321
2016-05-16 08:00 | 340 | 311
2016-05-16 08:30 | 340 | 306
2016-05-16 09:00 | 347 | 311
2016-05-16 09:30 | 362 | 330
2016-05-16 10:00 | 368 | 336
2016-05-16 10:30 | 383 | 352
2016-05-16 11:00 | 380 | 349
2016-05-16 11:30 | 368 | 336
2016-05-16 12:00 | 381 | 350
2016-05-16 12:30 | 389 | 358
2016-05-16 13:00 | 389 | 358
2016-05-16 13:30 | 398 | 368
2016-05-16 14:00 | 388 | 360
2016-05-16 14:30 | 375 | 345
2016-05-16 15:00 | 402 | 375
2016-05-16 15:30 | 413 | 387
2016-05-16 16:00 | 439 | 415
2016-05-16 16:30 | 445 | 422
2016-05-16 17:00 | 437 | 414
2016-05-16 17:30 | 464 | 443
2016-05-16 18:00 | 455 | 435
2016-05-16 18:30 | 438 | 416
2016-05-16 19:00 | 437 | 414
2016-05-16 19:30 | 443 | 421
2016-05-16 20:00 | 442 | 419
2016-05-16 20:30 | 439 | 416
2016-05-16 21:00 | 438 | 414
2016-05-16 21:30 | 425 | 399
2016-05-16 22:00 | 406 | 377
2016-05-16 22:30 | 424 | 395
2016-05-16 23:00 | 402 | 372
2016-05-16 23:30 | 389 | 355
2016-05-17 | 374 | 335
2016-05-17 00:30 | 379 | 332
2016-05-17 01:00 | 357 | 305
2016-05-17 01:30 | 328 | 269
2016-05-17 02:00 | 314 | 249
2016-05-17 02:30 | 311 | 246
2016-05-17 03:00 | 293 | 225
2016-05-17 03:30 | 288 | 219
2016-05-17 04:00 | 286 | 217
2016-05-17 04:30 | 284 | 213
2016-05-17 05:00 | 308 | 243
2016-05-17 05:30 | 316 | 254
2016-05-17 06:00 | 357 | 308
2016-05-17 06:30 | 387 | 345
2016-05-17 07:00 | 433 | 400
2016-05-17 07:30 | 463 | 436
2016-05-17 08:00 | 488 | 464
2016-05-17 08:30 | 471 | 445
2016-05-17 09:00 | 480 | 454
2016-05-17 09:30 | 496 | 472
2016-05-17 10:00 | 494 | 472
2016-05-17 10:30 | 479 | 456
2016-05-17 11:00 | 470 | 445
2016-05-17 11:30 | 436 | 409
2016-05-17 12:00 | 436 | 408
2016-05-17 12:30 | 469 | 444
2016-05-17 13:00 | 487 | 465
2016-05-17 13:30 | 490 | 467
2016-05-17 14:00 | 492 | 470
2016-05-17 14:30 | 483 | 460
2016-05-17 15:00 | 475 | 452
2016-05-17 15:30 | 447 | 421
2016-05-17 16:00 | 472 | 449
2016-05-17 16:30 | 486 | 465
2016-05-17 17:00 | 476 | 454
2016-05-17 17:30 | 502 | 482
2016-05-17 18:00 | 518 | 499
2016-05-17 18:30 | 492 | 470
2016-05-17 19:00 | 480 | 457
2016-05-17 19:30 | 466 | 441
2016-05-17 20:00 | 470 | 446
2016-05-17 20:30 | 486 | 462
2016-05-17 21:00 | 472 | 447
2016-05-17 21:30 | 472 | 447
2016-05-17 22:00 | 465 | 440
2016-05-17 22:30 | 460 | 437
2016-05-17 23:00 | 439 | 413
2016-05-17 23:30 | 457 | 433
2016-05-18 | 463 | 439
2016-05-18 00:30 | 439 | 410
2016-05-18 01:00 | 430 | 399
2016-05-18 01:30 | 441 | 409
2016-05-18 02:00 | 409 | 371
2016-05-18 02:30 | 381 | 340
2016-05-18 03:00 | 360 | 316
2016-05-18 03:30 | 375 | 333
2016-05-18 04:00 | 379 | 342
2016-05-18 04:30 | 370 | 331
2016-05-18 05:00 | 374 | 336
2016-05-18 05:30 | 393 | 357
2016-05-18 06:00 | 410 | 378
2016-05-18 06:30 | 439 | 411
2016-05-18 07:00 | 496 | 474
2016-05-18 07:30 | 475 | 451
2016-05-18 08:00 | 470 | 446
2016-05-18 08:30 | 454 | 429
2016-05-18 09:00 | 427 | 400
2016-05-18 09:30 | 420 | 392
2016-05-18 10:00 | 421 | 394
2016-05-18 10:30 | 409 | 382
2016-05-18 11:00 | 433 | 409
2016-05-18 11:30 | 445 | 422
2016-05-18 12:00 | 435 | 412
2016-05-18 12:30 | 433 | 409
2016-05-18 13:00 | 439 | 416
2016-05-18 13:30 | 434 | 411
2016-05-18 14:00 | 450 | 428
2016-05-18 14:30 | 443 | 421
2016-05-18 15:00 | 433 | 411
2016-05-18 15:30 | 442 | 420
2016-05-18 16:00 | 430 | 408
2016-05-18 16:30 | 445 | 424
2016-05-18 17:00 | 475 | 456
2016-05-18 17:30 | 488 | 470
2016-05-18 18:00 | 504 | 487
2016-05-18 18:30 | 478 | 459
2016-05-18 19:00 | 480 | 463
2016-05-18 19:30 | 477 | 459
2016-05-18 20:00 | 486 | 468
2016-05-18 20:30 | 500 | 484
2016-05-18 21:00 | 499 | 482
2016-05-18 21:30 | 490 | 470
2016-05-18 22:00 | 479 | 457
2016-05-18 22:30 | 482 | 459
2016-05-18 23:00 | 452 | 427
2016-05-18 23:30 | 440 | 414
2016-05-19 | 419 | 392
2016-05-19 00:30 | 366 | 332
2016-05-19 01:00 | 369 | 335
2016-05-19 01:30 | 354 | 319
2016-05-19 02:00 | 368 | 333
2016-05-19 02:30 | 365 | 330
2016-05-19 03:00 | 330 | 289
2016-05-19 03:30 | 340 | 301
2016-05-19 04:00 | 336 | 297
2016-05-19 04:30 | 343 | 304
2016-05-19 05:00 | 363 | 327
2016-05-19 05:30 | 401 | 371
2016-05-19 06:00 | 406 | 377
2016-05-19 06:30 | 409 | 381
2016-05-19 07:00 | 439 | 418
2016-05-19 07:30 | 423 | 401
2016-05-19 08:00 | 445 | 425
2016-05-19 08:30 | 441 | 420
2016-05-19 09:00 | 429 | 407
2016-05-19 09:30 | 412 | 389
2016-05-19 10:00 | 403 | 380
2016-05-19 10:30 | 411 | 387
2016-05-19 11:00 | 430 | 408
2016-05-19 11:30 | 446 | 426
2016-05-19 12:00 | 442 | 424
2016-05-19 12:30 | 417 | 398
2016-05-19 13:00 | 418 | 398
2016-05-19 13:30 | 423 | 403
2016-05-19 14:00 | 431 | 412
2016-05-19 14:30 | 425 | 406
2016-05-19 15:00 | 422 | 404
2016-05-19 15:30 | 425 | 406
2016-05-19 16:00 | 436 | 418
2016-05-19 16:30 | 462 | 447
2016-05-19 17:00 | 481 | 467
2016-05-19 17:30 | 491 | 477
2016-05-19 18:00 | 484 | 469
2016-05-19 18:30 | 456 | 441
2016-05-19 19:00 | 453 | 437
2016-05-19 19:30 | 454 | 438
2016-05-19 20:00 | 466 | 450
2016-05-19 20:30 | 478 | 462
2016-05-19 21:00 | 470 | 454
2016-05-19 21:30 | 434 | 414
2016-05-19 22:00 | 401 | 375
2016-05-19 22:30 | 388 | 360
2016-05-19 23:00 | 375 | 345
2016-05-19 23:30 | 344 | 310
2016-05-20 | 340 | 304
2016-05-20 00:30 | 327 | 288
2016-05-20 01:00 | 320 | 279
2016-05-20 01:30 | 301 | 257
2016-05-20 02:00 | 305 | 261
2016-05-20 02:30 | 291 | 238
2016-05-20 03:00 | 278 | 224
2016-05-20 03:30 | 297 | 248
2016-05-20 04:00 | 304 | 257
2016-05-20 04:30 | 292 | 242
2016-05-20 05:00 | 310 | 264
2016-05-20 05:30 | 334 | 293
2016-05-20 06:00 | 362 | 326
2016-05-20 06:30 | 408 | 378
2016-05-20 07:00 | 429 | 404
2016-05-20 07:30 | 418 | 393
2016-05-20 08:00 | 412 | 386
2016-05-20 08:30 | 399 | 371
2016-05-20 09:00 | 389 | 361
2016-05-20 09:30 | 381 | 353
2016-05-20 10:00 | 380 | 353
2016-05-20 10:30 | 382 | 356
2016-05-20 11:00 | 391 | 367
2016-05-20 11:30 | 384 | 358
2016-05-20 12:00 | 377 | 351
2016-05-20 12:30 | 377 | 351
2016-05-20 13:00 | 378 | 354
2016-05-20 13:30 | 380 | 356
2016-05-20 14:00 | 369 | 345
2016-05-20 14:30 | 374 | 350
2016-05-20 15:00 | 386 | 362
2016-05-20 15:30 | 394 | 372
2016-05-20 16:00 | 417 | 396
2016-05-20 16:30 | 420 | 400
2016-05-20 17:00 | 446 | 428
2016-05-20 17:30 | 450 | 432
2016-05-20 18:00 | 436 | 417
2016-05-20 18:30 | 427 | 407
2016-05-20 19:00 | 422 | 403
2016-05-20 19:30 | 433 | 414
2016-05-20 20:00 | 415 | 395
2016-05-20 20:30 | 411 | 390
2016-05-20 21:00 | 421 | 400
2016-05-20 21:30 | 414 | 393
2016-05-20 22:00 | 426 | 404
2016-05-20 22:30 | 417 | 392
2016-05-20 23:00 | 387 | 360
2016-05-20 23:30 | 374 | 345
2016-05-21 | 375 | 346
2016-05-21 00:30 | 360 | 328
2016-05-21 01:00 | 362 | 330
2016-05-21 01:30 | 370 | 338
2016-05-21 02:00 | 373 | 340
2016-05-21 02:30 | 364 | 330
2016-05-21 03:00 | 364 | 330
2016-05-21 03:30 | 346 | 310
2016-05-21 04:00 | 358 | 323
2016-05-21 04:30 | 366 | 332
2016-05-21 05:00 | 380 | 348
2016-05-21 05:30 | 393 | 362
2016-05-21 06:00 | 391 | 360
2016-05-21 06:30 | 407 | 378
2016-05-21 07:00 | 409 | 380
2016-05-21 07:30 | 386 | 355
2016-05-21 08:00 | 384 | 352
2016-05-21 08:30 | 389 | 359
2016-05-21 09:00 | 378 | 348
2016-05-21 09:30 | 363 | 331
2016-05-21 10:00 | 376 | 348
2016-05-21 10:30 | 369 | 341
2016-05-21 11:00 | 361 | 332
2016-05-21 11:30 | 335 | 303
2016-05-21 12:00 | 333 | 300
2016-05-21 12:30 | 337 | 303
2016-05-21 13:00 | 348 | 314
2016-05-21 13:30 | 322 | 284
2016-05-21 14:00 | 322 | 284
2016-05-21 14:30 | 325 | 288
2016-05-21 15:00 | 347 | 313
2016-05-21 15:30 | 361 | 328
2016-05-21 16:00 | 367 | 337
2016-05-21 16:30 | 380 | 351
2016-05-21 17:00 | 389 | 361
2016-05-21 17:30 | 384 | 357
2016-05-21 18:00 | 380 | 355
2016-05-21 18:30 | 371 | 345
2016-05-21 19:00 | 364 | 336
2016-05-21 19:30 | 369 | 343
2016-05-21 20:00 | 376 | 348
2016-05-21 20:30 | 365 | 335
2016-05-21 21:00 | 366 | 334
2016-05-21 21:30 | 362 | 330
2016-05-21 22:00 | 359 | 326
2016-05-21 22:30 | 367 | 335
2016-05-21 23:00 | 367 | 336
2016-05-21 23:30 | 378 | 346
2016-05-22 | 353 | 315
2016-05-22 00:30 | 355 | 317
2016-05-22 01:00 | 343 | 303
2016-05-22 01:30 | 335 | 293
2016-05-22 02:00 | 348 | 309
2016-05-22 02:30 | 346 | 306
2016-05-22 03:00 | 324 | 280
2016-05-22 03:30 | 327 | 283
2016-05-22 04:00 | 328 | 282
2016-05-22 04:30 | 323 | 276
2016-05-22 05:00 | 352 | 310
2016-05-22 05:30 | 346 | 303
2016-05-22 06:00 | 344 | 301
2016-05-22 06:30 | 358 | 319
2016-05-22 07:00 | 370 | 333
2016-05-22 07:30 | 372 | 335
2016-05-22 08:00 | 367 | 329
2016-05-22 08:30 | 372 | 336
2016-05-22 09:00 | 355 | 318
2016-05-22 09:30 | 341 | 302
2016-05-22 10:00 | 341 | 304
2016-05-22 10:30 | 334 | 297
2016-05-22 11:00 | 331 | 293
2016-05-22 11:30 | 326 | 286
2016-05-22 12:00 | 332 | 292
2016-05-22 12:30 | 326 | 286
2016-05-22 13:00 | 329 | 289
2016-05-22 13:30 | 331 | 293
2016-05-22 14:00 | 335 | 296
2016-05-22 14:30 | 343 | 305
2016-05-22 15:00 | 347 | 310
2016-05-22 15:30 | 358 | 323
2016-05-22 16:00 | 365 | 331
2016-05-22 16:30 | 371 | 338
2016-05-22 17:00 | 378 | 345
2016-05-22 17:30 | 377 | 346
2016-05-22 18:00 | 387 | 357
2016-05-22 18:30 | 374 | 343
2016-05-22 19:00 | 356 | 322
2016-05-22 19:30 | 351 | 316
2016-05-22 20:00 | 362 | 327
2016-05-22 20:30 | 356 | 321
2016-05-22 21:00 | 357 | 322
2016-05-22 21:30 | 375 | 343
2016-05-22 22:00 | 372 | 338
2016-05-22 22:30 | 360 | 326
2016-05-22 23:00 | 371 | 339
2016-05-22 23:30 | 371 | 338
2016-05-23 | 349 | 312
2016-05-23 00:30 | 360 | 322
2016-05-23 01:00 | 352 | 312
2016-05-23 01:30 | 359 | 319
2016-05-23 02:00 | 353 | 313
2016-05-23 02:30 | 340 | 295
2016-05-23 03:00 | 357 | 313
2016-05-23 03:30 | 344 | 298
2016-05-23 04:00 | 352 | 309
2016-05-23 04:30 | 367 | 329
2016-05-23 05:00 | 356 | 316
2016-05-23 05:30 | 392 | 357
2016-05-23 06:00 | 387 | 353
2016-05-23 06:30 | 396 | 364
2016-05-23 07:00 | 433 | 406
2016-05-23 07:30 | 425 | 398
2016-05-23 08:00 | 417 | 390
2016-05-23 08:30 | 401 | 374
2016-05-23 09:00 | 395 | 367
2016-05-23 09:30 | 385 | 356
2016-05-23 10:00 | 367 | 336
2016-05-23 10:30 | 388 | 360
2016-05-23 11:00 | 387 | 359
2016-05-23 11:30 | 383 | 354
2016-05-23 12:00 | 389 | 361
2016-05-23 12:30 | 390 | 361
2016-05-23 13:00 | 388 | 359
2016-05-23 13:30 | 392 | 365
2016-05-23 14:00 | 394 | 366
2016-05-23 14:30 | 392 | 365
2016-05-23 15:00 | 405 | 380
2016-05-23 15:30 | 401 | 375
2016-05-23 16:00 | 405 | 380
2016-05-23 16:30 | 439 | 416
2016-05-23 17:00 | 464 | 444
2016-05-23 17:30 | 471 | 452
2016-05-23 18:00 | 455 | 435
2016-05-23 18:30 | 445 | 424
2016-05-23 19:00 | 442 | 420
2016-05-23 19:30 | 425 | 402
2016-05-23 20:00 | 451 | 428
2016-05-23 20:30 | 460 | 437
2016-05-23 21:00 | 429 | 404
2016-05-23 21:30 | 410 | 383
2016-05-23 22:00 | 409 | 382
2016-05-23 22:30 | 416 | 388
2016-05-23 23:00 | 412 | 384
2016-05-23 23:30 | 400 | 367
2016-05-24 | 406 | 373
2016-05-24 00:30 | 408 | 375
2016-05-24 01:00 | 401 | 367
2016-05-24 01:30 | 374 | 336
2016-05-24 02:00 | 373 | 334
2016-05-24 02:30 | 367 | 328
2016-05-24 03:00 | 349 | 307
2016-05-24 03:30 | 335 | 290
2016-05-24 04:00 | 331 | 287
2016-05-24 04:30 | 339 | 296
2016-05-24 05:00 | 354 | 314
2016-05-24 05:30 | 365 | 329
2016-05-24 06:00 | 393 | 361
2016-05-24 06:30 | 425 | 398
2016-05-24 07:00 | 415 | 388
2016-05-24 07:30 | 421 | 395
2016-05-24 08:00 | 413 | 387
2016-05-24 08:30 | 416 | 390
2016-05-24 09:00 | 411 | 386
2016-05-24 09:30 | 404 | 378
2016-05-24 10:00 | 398 | 372
2016-05-24 10:30 | 409 | 386
2016-05-24 11:00 | 407 | 384
2016-05-24 11:30 | 392 | 368
2016-05-24 12:00 | 385 | 360
2016-05-24 12:30 | 374 | 348
2016-05-24 13:00 | 368 | 341
2016-05-24 13:30 | 367 | 341
2016-05-24 14:00 | 385 | 360
2016-05-24 14:30 | 399 | 375
2016-05-24 15:00 | 435 | 415
2016-05-24 15:30 | 436 | 416
2016-05-24 16:00 | 445 | 427
2016-05-24 16:30 | 439 | 422
2016-05-24 17:00 | 436 | 419
2016-05-24 17:30 | 447 | 430
2016-05-24 18:00 | 446 | 430
2016-05-24 18:30 | 432 | 414
2016-05-24 19:00 | 428 | 410
2016-05-24 19:30 | 417 | 397
2016-05-24 20:00 | 445 | 426
2016-05-24 20:30 | 431 | 411
2016-05-24 21:00 | 418 | 398
2016-05-24 21:30 | 391 | 366
2016-05-24 22:00 | 379 | 354
2016-05-24 22:30 | 387 | 360
2016-05-24 23:00 | 390 | 363
2016-05-24 23:30 | 394 | 366
2016-05-25 | 379 | 349
2016-05-25 00:30 | 381 | 351
2016-05-25 01:00 | 389 | 359
2016-05-25 01:30 | 398 | 368
2016-05-25 02:00 | 375 | 342
2016-05-25 02:30 | 358 | 323
2016-05-25 03:00 | 344 | 306
2016-05-25 03:30 | 338 | 298
2016-05-25 04:00 | 341 | 301
2016-05-25 04:30 | 349 | 311
2016-05-25 05:00 | 364 | 329
2016-05-25 05:30 | 361 | 327
2016-05-25 06:00 | 382 | 351
2016-05-25 06:30 | 428 | 402
2016-05-25 07:00 | 430 | 405
2016-05-25 07:30 | 410 | 385
2016-05-25 08:00 | 401 | 375
2016-05-25 08:30 | 381 | 353
2016-05-25 09:00 | 374 | 345
2016-05-25 09:30 | 364 | 333
2016-05-25 10:00 | 368 | 337
2016-05-25 10:30 | 379 | 350
2016-05-25 11:00 | 379 | 350
2016-05-25 11:30 | 374 | 344
2016-05-25 12:00 | 382 | 355
2016-05-25 12:30 | 390 | 364
2016-05-25 13:00 | 402 | 377
2016-05-25 13:30 | 418 | 394
2016-05-25 14:00 | 433 | 411
2016-05-25 14:30 | 458 | 437
2016-05-25 15:00 | 474 | 455
2016-05-25 15:30 | 476 | 458
2016-05-25 16:00 | 468 | 448
2016-05-25 16:30 | 460 | 440
2016-05-25 17:00 | 476 | 457
2016-05-25 17:30 | 487 | 469
2016-05-25 18:00 | 489 | 471
2016-05-25 18:30 | 468 | 448
2016-05-25 19:00 | 473 | 454
2016-05-25 19:30 | 485 | 467
2016-05-25 20:00 | 482 | 463
2016-05-25 20:30 | 482 | 463
2016-05-25 21:00 | 492 | 474
2016-05-25 21:30 | 466 | 446
2016-05-25 22:00 | 453 | 432
2016-05-25 22:30 | 434 | 409
2016-05-25 23:00 | 413 | 387
2016-05-25 23:30 | 408 | 379
2016-05-26 | 401 | 370
2016-05-26 00:30 | 368 | 333
2016-05-26 01:00 | 361 | 322
2016-05-26 01:30 | 346 | 305
2016-05-26 02:00 | 347 | 308
2016-05-26 02:30 | 298 | 250
2016-05-26 03:00 | 282 | 231
2016-05-26 03:30 | 291 | 240
2016-05-26 04:00 | 289 | 238
2016-05-26 04:30 | 301 | 254
2016-05-26 05:00 | 318 | 274
2016-05-26 05:30 | 381 | 345
2016-05-26 06:00 | 370 | 334
2016-05-26 06:30 | 431 | 405
2016-05-26 07:00 | 444 | 419
2016-05-26 07:30 | 454 | 430
2016-05-26 08:00 | 454 | 433
2016-05-26 08:30 | 446 | 425
2016-05-26 09:00 | 443 | 422
2016-05-26 09:30 | 439 | 418
2016-05-26 10:00 | 429 | 407
2016-05-26 10:30 | 403 | 378
2016-05-26 11:00 | 402 | 379
2016-05-26 11:30 | 392 | 368
2016-05-26 12:00 | 396 | 373
2016-05-26 12:30 | 383 | 358
2016-05-26 13:00 | 381 | 356
2016-05-26 13:30 | 376 | 350
2016-05-26 14:00 | 391 | 367
2016-05-26 14:30 | 399 | 376
2016-05-26 15:00 | 412 | 389
2016-05-26 15:30 | 409 | 387
2016-05-26 16:00 | 398 | 375
2016-05-26 16:30 | 396 | 373
2016-05-26 17:00 | 412 | 391
2016-05-26 17:30 | 413 | 393
2016-05-26 18:00 | 412 | 392
2016-05-26 18:30 | 408 | 387
2016-05-26 19:00 | 402 | 380
2016-05-26 19:30 | 405 | 383
2016-05-26 20:00 | 406 | 384
2016-05-26 20:30 | 404 | 380
2016-05-26 21:00 | 412 | 390
2016-05-26 21:30 | 417 | 393
2016-05-26 22:00 | 415 | 389
2016-05-26 22:30 | 404 | 377
2016-05-26 23:00 | 408 | 381
2016-05-26 23:30 | 402 | 374
2016-05-27 | 384 | 354
2016-05-27 00:30 | 371 | 339
2016-05-27 01:00 | 357 | 322
2016-05-27 01:30 | 321 | 279
2016-05-27 02:00 | 292 | 246
2016-05-27 02:30 | 247 | 185
2016-05-27 03:00 | 271 | 211
2016-05-27 03:30 | 248 | 186
2016-05-27 04:00 | 239 | 174
2016-05-27 04:30 | 270 | 216
2016-05-27 05:00 | 300 | 253
2016-05-27 05:30 | 333 | 291
2016-05-27 06:00 | 337 | 298
2016-05-27 06:30 | 344 | 306
2016-05-27 07:00 | 314 | 275
2016-05-27 07:30 | 314 | 275
2016-05-27 08:00 | 312 | 273
2016-05-27 08:30 | 310 | 273
2016-05-27 09:00 | 306 | 269
2016-05-27 09:30 | 304 | 268
2016-05-27 10:00 | 309 | 273
2016-05-27 10:30 | 283 | 243
2016-05-27 11:00 | 284 | 245
2016-05-27 11:30 | 279 | 241
2016-05-27 12:00 | 285 | 247
2016-05-27 12:30 | 290 | 254
2016-05-27 13:00 | 293 | 257
2016-05-27 13:30 | 293 | 257
2016-05-27 14:00 | 299 | 265
2016-05-27 14:30 | 292 | 257
2016-05-27 15:00 | 291 | 256
2016-05-27 15:30 | 312 | 280
2016-05-27 16:00 | 326 | 296
2016-05-27 16:30 | 330 | 302
2016-05-27 17:00 | 345 | 321
2016-05-27 17:30 | 341 | 317
2016-05-27 18:00 | 382 | 362
2016-05-27 18:30 | 385 | 364
2016-05-27 19:00 | 372 | 350
2016-05-27 19:30 | 382 | 360
2016-05-27 20:00 | 400 | 380
2016-05-27 20:30 | 397 | 376
2016-05-27 21:00 | 398 | 378
2016-05-27 21:30 | 406 | 384
2016-05-27 22:00 | 383 | 358
2016-05-27 22:30 | 387 | 362
2016-05-27 23:00 | 392 | 365
2016-05-27 23:30 | 405 | 378
2016-05-28 | 405 | 378
2016-05-28 00:30 | 410 | 382
2016-05-28 01:00 | 401 | 372
2016-05-28 01:30 | 373 | 340
2016-05-28 02:00 | 379 | 346
2016-05-28 02:30 | 380 | 348
2016-05-28 03:00 | 379 | 346
2016-05-28 03:30 | 363 | 325
2016-05-28 04:00 | 342 | 302
2016-05-28 04:30 | 331 | 289
2016-05-28 05:00 | 333 | 292
2016-05-28 05:30 | 361 | 325
2016-05-28 06:00 | 397 | 366
2016-05-28 06:30 | 437 | 410
2016-05-28 07:00 | 443 | 417
2016-05-28 07:30 | 447 | 423
2016-05-28 08:00 | 441 | 416
2016-05-28 08:30 | 435 | 410
2016-05-28 09:00 | 430 | 406
2016-05-28 09:30 | 438 | 416
2016-05-28 10:00 | 445 | 422
2016-05-28 10:30 | 437 | 414
2016-05-28 11:00 | 429 | 406
2016-05-28 11:30 | 422 | 398
2016-05-28 12:00 | 409 | 384
2016-05-28 12:30 | 415 | 389
2016-05-28 13:00 | 408 | 382
2016-05-28 13:30 | 419 | 393
2016-05-28 14:00 | 413 | 388
2016-05-28 14:30 | 411 | 386
2016-05-28 15:00 | 410 | 384
2016-05-28 15:30 | 421 | 396
2016-05-28 16:00 | 414 | 389
2016-05-28 16:30 | 404 | 379
2016-05-28 17:00 | 448 | 427
2016-05-28 17:30 | 476 | 457
2016-05-28 18:00 | 500 | 484
2016-05-28 18:30 | 497 | 481
2016-05-28 19:00 | 492 | 476
2016-05-28 19:30 | 449 | 431
2016-05-28 20:00 | 446 | 426
2016-05-28 20:30 | 453 | 434
2016-05-28 21:00 | 462 | 443
2016-05-28 21:30 | 470 | 452
2016-05-28 22:00 | 467 | 449
2016-05-28 22:30 | 421 | 398
2016-05-28 23:00 | 393 | 369
2016-05-28 23:30 | 390 | 363
2016-05-29 | 394 | 366
2016-05-29 00:30 | 392 | 364
2016-05-29 01:00 | 388 | 358
2016-05-29 01:30 | 430 | 403
2016-05-29 02:00 | 450 | 426
2016-05-29 02:30 | 414 | 386
2016-05-29 03:00 | 421 | 394
2016-05-29 03:30 | 449 | 424
2016-05-29 04:00 | 446 | 421
2016-05-29 04:30 | 437 | 411
2016-05-29 05:00 | 432 | 406
2016-05-29 05:30 | 407 | 378
2016-05-29 06:00 | 369 | 336
2016-05-29 06:30 | 381 | 350
2016-05-29 07:00 | 371 | 339
2016-05-29 07:30 | 407 | 381
2016-05-29 08:00 | 456 | 434
2016-05-29 08:30 | 463 | 442
2016-05-29 09:00 | 479 | 460
2016-05-29 09:30 | 465 | 445
2016-05-29 10:00 | 452 | 433
2016-05-29 10:30 | 430 | 409
2016-05-29 11:00 | 406 | 384
2016-05-29 11:30 | 391 | 366
2016-05-29 12:00 | 390 | 364
2016-05-29 12:30 | 405 | 380
2016-05-29 13:00 | 399 | 374
2016-05-29 13:30 | 367 | 339
2016-05-29 14:00 | 393 | 367
2016-05-29 14:30 | 386 | 360
2016-05-29 15:00 | 394 | 369
2016-05-29 15:30 | 423 | 400
2016-05-29 16:00 | 451 | 431
2016-05-29 16:30 | 456 | 437
2016-05-29 17:00 | 482 | 464
2016-05-29 17:30 | 493 | 476
2016-05-29 18:00 | 499 | 483
2016-05-29 18:30 | 473 | 455
2016-05-29 19:00 | 471 | 452
2016-05-29 19:30 | 474 | 456
2016-05-29 20:00 | 482 | 463
2016-05-29 20:30 | 482 | 464
2016-05-29 21:00 | 477 | 459
2016-05-29 21:30 | 482 | 463
2016-05-29 22:00 | 473 | 454
2016-05-29 22:30 | 384 | 356
2016-05-29 23:00 | 381 | 353
2016-05-29 23:30 | 394 | 366
2016-05-30 | 390 | 362
2016-05-30 00:30 | 369 | 337
2016-05-30 01:00 | 339 | 300
2016-05-30 01:30 | 386 | 353
2016-05-30 02:00 | 407 | 377
2016-05-30 02:30 | 342 | 303
2016-05-30 03:00 | 306 | 259
2016-05-30 03:30 | 311 | 262
2016-05-30 04:00 | 306 | 258
2016-05-30 04:30 | 309 | 262
2016-05-30 05:00 | 338 | 295
2016-05-30 05:30 | 384 | 350
2016-05-30 06:00 | 419 | 390
2016-05-30 06:30 | 472 | 449
2016-05-30 07:00 | 486 | 465
2016-05-30 07:30 | 496 | 476
2016-05-30 08:00 | 469 | 448
2016-05-30 08:30 | 490 | 469
2016-05-30 09:00 | 492 | 472
2016-05-30 09:30 | 481 | 460
2016-05-30 10:00 | 449 | 426
2016-05-30 10:30 | 462 | 440
2016-05-30 11:00 | 472 | 451
2016-05-30 11:30 | 468 | 447
2016-05-30 12:00 | 474 | 453
2016-05-30 12:30 | 483 | 463
2016-05-30 13:00 | 494 | 475
2016-05-30 13:30 | 496 | 477
2016-05-30 14:00 | 503 | 484
2016-05-30 14:30 | 500 | 482
2016-05-30 15:00 | 498 | 480
2016-05-30 15:30 | 510 | 492
2016-05-30 16:00 | 544 | 529
2016-05-30 16:30 | 526 | 510
2016-05-30 17:00 | 572 | 558
2016-05-30 17:30 | 596 | 584
2016-05-30 18:00 | 589 | 576
2016-05-30 18:30 | 561 | 546
2016-05-30 19:00 | 563 | 548
2016-05-30 19:30 | 528 | 510
2016-05-30 20:00 | 507 | 488
2016-05-30 20:30 | 518 | 500
2016-05-30 21:00 | 527 | 508
2016-05-30 21:30 | 547 | 529
2016-05-30 22:00 | 509 | 490
2016-05-30 22:30 | 512 | 491
2016-05-30 23:00 | 523 | 503
2016-05-30 23:30 | 517 | 497
2016-05-31 | 507 | 485
2016-05-31 00:30 | 527 | 506
2016-05-31 01:00 | 549 | 530
2016-05-31 01:30 | 531 | 510
2016-05-31 02:00 | 513 | 491
2016-05-31 02:30 | 454 | 426
2016-05-31 03:00 | 481 | 456
2016-05-31 03:30 | 447 | 419
2016-05-31 04:00 | 398 | 365
2016-05-31 04:30 | 455 | 428
2016-05-31 05:00 | 530 | 510
2016-05-31 05:30 | 558 | 540
2016-05-31 06:00 | 567 | 550
2016-05-31 06:30 | 624 | 612
2016-05-31 07:00 | 655 | 644
2016-05-31 07:30 | 605 | 595
2016-05-31 08:00 | 609 | 599
2016-05-31 08:30 | 569 | 557
2016-05-31 09:00 | 553 | 541
2016-05-31 09:30 | 532 | 519
2016-05-31 10:00 | 542 | 529
2016-05-31 10:30 | 547 | 534
2016-05-31 11:00 | 526 | 513
2016-05-31 11:30 | 518 | 504
2016-05-31 12:00 | 524 | 510
2016-05-31 12:30 | 547 | 534
2016-05-31 13:00 | 546 | 533
2016-05-31 13:30 | 525 | 509
2016-05-31 14:00 | 525 | 510
2016-05-31 14:30 | 534 | 519
2016-05-31 15:00 | 507 | 491
2016-05-31 15:30 | 513 | 497
2016-05-31 16:00 | 542 | 528
2016-05-31 16:30 | 531 | 516
2016-05-31 17:00 | 566 | 554
2016-05-31 17:30 | 588 | 576
2016-05-31 18:00 | 604 | 593
2016-05-31 18:30 | 586 | 574
2016-05-31 19:00 | 583 | 571
2016-05-31 19:30 | 577 | 564
2016-05-31 20:00 | 571 | 557
2016-05-31 20:30 | 571 | 557
2016-05-31 21:00 | 532 | 515
2016-05-31 21:30 | 530 | 513
2016-05-31 22:00 | 514 | 496
2016-05-31 22:30 | 520 | 502
2016-05-31 23:00 | 523 | 505
2016-05-31 23:30 | 529 | 510
2016-06-01 | 517 | 497
2016-06-01 00:30 | 492 | 468
2016-06-01 01:00 | 517 | 494
2016-06-01 01:30 | 527 | 504
2016-06-01 02:00 | 523 | 500
2016-06-01 02:30 | 498 | 473
2016-06-01 03:00 | 480 | 454
2016-06-01 03:30 | 488 | 463
2016-06-01 04:00 | 470 | 443
2016-06-01 04:30 | 463 | 436
2016-06-01 05:00 | 460 | 432
2016-06-01 05:30 | 528 | 507
2016-06-01 06:00 | 543 | 523
2016-06-01 06:30 | 595 | 579
2016-06-01 07:00 | 598 | 584
2016-06-01 07:30 | 571 | 556
2016-06-01 08:00 | 568 | 553
2016-06-01 08:30 | 569 | 554
2016-06-01 09:00 | 562 | 547
2016-06-01 09:30 | 568 | 552
2016-06-01 10:00 | 560 | 544
2016-06-01 10:30 | 544 | 528
2016-06-01 11:00 | 572 | 557
2016-06-01 11:30 | 566 | 551
2016-06-01 12:00 | 539 | 521
2016-06-01 12:30 | 538 | 520
2016-06-01 13:00 | 518 | 499
2016-06-01 13:30 | 512 | 492
2016-06-01 14:00 | 526 | 506
2016-06-01 14:30 | 533 | 514
2016-06-01 15:00 | 525 | 507
2016-06-01 15:30 | 536 | 518
2016-06-01 16:00 | 557 | 541
2016-06-01 16:30 | 555 | 539
2016-06-01 17:00 | 590 | 576
2016-06-01 17:30 | 607 | 594
2016-06-01 18:00 | 629 | 618
2016-06-01 18:30 | 671 | 659
2016-06-01 19:00 | 657 | 639
2016-06-01 19:30 | 659 | 640
2016-06-01 20:00 | 687 | 670
2016-06-01 20:30 | 682 | 664
2016-06-01 21:00 | 669 | 650
2016-06-01 21:30 | 643 | 621
2016-06-01 22:00 | 626 | 604
2016-06-01 22:30 | 645 | 624
2016-06-01 23:00 | 594 | 569
2016-06-01 23:30 | 554 | 524
2016-06-02 | 546 | 514
2016-06-02 00:30 | 491 | 452
2016-06-02 01:00 | 485 | 443
2016-06-02 01:30 | 454 | 425
2016-06-02 02:00 | 457 | 430
2016-06-02 02:30 | 444 | 415
2016-06-02 03:00 | 431 | 401
2016-06-02 03:30 | 458 | 431
2016-06-02 04:00 | 431 | 401
2016-06-02 04:30 | 461 | 434
2016-06-02 05:00 | 510 | 488
2016-06-02 05:30 | 527 | 507
2016-06-02 06:00 | 542 | 524
2016-06-02 06:30 | 551 | 536
2016-06-02 07:00 | 562 | 549
2016-06-02 07:30 | 571 | 558
2016-06-02 08:00 | 570 | 558
2016-06-02 08:30 | 561 | 549
2016-06-02 09:00 | 561 | 549
2016-06-02 09:30 | 557 | 544
2016-06-02 10:00 | 549 | 536
2016-06-02 10:30 | 544 | 530
2016-06-02 11:00 | 533 | 518
2016-06-02 11:30 | 520 | 505
2016-06-02 12:00 | 527 | 511
2016-06-02 12:30 | 532 | 516
2016-06-02 13:00 | 532 | 516
2016-06-02 13:30 | 538 | 522
2016-06-02 14:00 | 540 | 524
2016-06-02 14:30 | 540 | 525
2016-06-02 15:00 | 539 | 524
2016-06-02 15:30 | 559 | 545
2016-06-02 16:00 | 544 | 529
2016-06-02 16:30 | 532 | 515
2016-06-02 17:00 | 518 | 501
2016-06-02 17:30 | 562 | 550
2016-06-02 18:00 | 595 | 584
2016-06-02 18:30 | 587 | 575
2016-06-02 19:00 | 572 | 560
2016-06-02 19:30 | 560 | 546
2016-06-02 20:00 | 510 | 492
2016-06-02 20:30 | 573 | 560
2016-06-02 21:00 | 555 | 541
2016-06-02 21:30 | 503 | 484
2016-06-02 22:00 | 491 | 470
2016-06-02 22:30 | 505 | 484
2016-06-02 23:00 | 500 | 480
2016-06-02 23:30 | 461 | 436
2016-06-03 | 441 | 415
2016-06-03 00:30 | 444 | 417
2016-06-03 01:00 | 443 | 415
2016-06-03 01:30 | 420 | 390
2016-06-03 02:00 | 388 | 354
2016-06-03 02:30 | 357 | 319
2016-06-03 03:00 | 331 | 285
2016-06-03 03:30 | 325 | 277
2016-06-03 04:00 | 330 | 283
2016-06-03 04:30 | 329 | 283
2016-06-03 05:00 | 351 | 309
2016-06-03 05:30 | 388 | 352
2016-06-03 06:00 | 416 | 383
2016-06-03 06:30 | 422 | 391
2016-06-03 07:00 | 418 | 388
2016-06-03 07:30 | 420 | 390
2016-06-03 08:00 | 414 | 384
2016-06-03 08:30 | 405 | 375
2016-06-03 09:00 | 404 | 373
2016-06-03 09:30 | 403 | 372
2016-06-03 10:00 | 393 | 360
2016-06-03 10:30 | 393 | 361
2016-06-03 11:00 | 401 | 371
2016-06-03 11:30 | 404 | 373
2016-06-03 12:00 | 400 | 369
2016-06-03 12:30 | 380 | 347
2016-06-03 13:00 | 393 | 361
2016-06-03 13:30 | 396 | 364
2016-06-03 14:00 | 398 | 366
2016-06-03 14:30 | 386 | 353
2016-06-03 15:00 | 383 | 350
2016-06-03 15:30 | 390 | 358
2016-06-03 16:00 | 399 | 367
2016-06-03 16:30 | 450 | 426
2016-06-03 17:00 | 468 | 448
2016-06-03 17:30 | 435 | 411
2016-06-03 18:00 | 467 | 447
2016-06-03 18:30 | 425 | 399
2016-06-03 19:00 | 424 | 397
2016-06-03 19:30 | 416 | 390
2016-06-03 20:00 | 421 | 394
2016-06-03 20:30 | 445 | 422
2016-06-03 21:00 | 425 | 398
2016-06-03 21:30 | 426 | 398
2016-06-03 22:00 | 410 | 382
2016-06-03 22:30 | 419 | 391
2016-06-03 23:00 | 386 | 353
2016-06-03 23:30 | 346 | 306
2016-06-04 | 346 | 306
2016-06-04 00:30 | 377 | 341
2016-06-04 01:00 | 385 | 349
2016-06-04 01:30 | 391 | 354
2016-06-04 02:00 | 381 | 344
2016-06-04 02:30 | 355 | 314
2016-06-04 03:00 | 324 | 279
2016-06-04 03:30 | 338 | 294
2016-06-04 04:00 | 320 | 272
2016-06-04 04:30 | 328 | 282
2016-06-04 05:00 | 342 | 299
2016-06-04 05:30 | 352 | 312
2016-06-04 06:00 | 364 | 327
2016-06-04 06:30 | 380 | 346
2016-06-04 07:00 | 399 | 367
2016-06-04 07:30 | 407 | 378
2016-06-04 08:00 | 433 | 406
2016-06-04 08:30 | 429 | 403
2016-06-04 09:00 | 455 | 431
2016-06-04 09:30 | 500 | 481
2016-06-04 10:00 | 502 | 482
2016-06-04 10:30 | 540 | 525
2016-06-04 11:00 | 555 | 540
2016-06-04 11:30 | 561 | 547
2016-06-04 12:00 | 554 | 540
2016-06-04 12:30 | 514 | 497
2016-06-04 13:00 | 530 | 515
2016-06-04 13:30 | 506 | 488
2016-06-04 14:00 | 503 | 486
2016-06-04 14:30 | 499 | 482
2016-06-04 15:00 | 490 | 473
2016-06-04 15:30 | 469 | 450
2016-06-04 16:00 | 467 | 450
2016-06-04 16:30 | 477 | 460
2016-06-04 17:00 | 501 | 486
2016-06-04 17:30 | 462 | 444
2016-06-04 18:00 | 444 | 425
2016-06-04 18:30 | 437 | 417
2016-06-04 19:00 | 433 | 412
2016-06-04 19:30 | 425 | 404
2016-06-04 20:00 | 430 | 408
2016-06-04 20:30 | 408 | 385
2016-06-04 21:00 | 395 | 370
2016-06-04 21:30 | 404 | 381
2016-06-04 22:00 | 426 | 405
2016-06-04 22:30 | 453 | 432
2016-06-04 23:00 | 454 | 433
2016-06-04 23:30 | 449 | 427
2016-06-05 | 440 | 417
2016-06-05 00:30 | 404 | 377
2016-06-05 01:00 | 383 | 352
2016-06-05 01:30 | 365 | 331
2016-06-05 02:00 | 348 | 312
2016-06-05 02:30 | 322 | 282
2016-06-05 03:00 | 286 | 237
2016-06-05 03:30 | 290 | 240
2016-06-05 04:00 | 283 | 232
2016-06-05 04:30 | 288 | 238
2016-06-05 05:00 | 308 | 260
2016-06-05 05:30 | 319 | 275
2016-06-05 06:00 | 323 | 278
2016-06-05 06:30 | 340 | 299
2016-06-05 07:00 | 356 | 319
2016-06-05 07:30 | 354 | 317
2016-06-05 08:00 | 386 | 353
2016-06-05 08:30 | 444 | 417
2016-06-05 09:00 | 461 | 436
2016-06-05 09:30 | 467 | 444
2016-06-05 10:00 | 473 | 451
2016-06-05 10:30 | 471 | 448
2016-06-05 11:00 | 475 | 452
2016-06-05 11:30 | 473 | 450
2016-06-05 12:00 | 477 | 454
2016-06-05 12:30 | 487 | 465
2016-06-05 13:00 | 490 | 469
2016-06-05 13:30 | 489 | 468
2016-06-05 14:00 | 484 | 462
2016-06-05 14:30 | 470 | 447
2016-06-05 15:00 | 487 | 466
2016-06-05 15:30 | 501 | 482
2016-06-05 16:00 | 538 | 522
2016-06-05 16:30 | 550 | 535
2016-06-05 17:00 | 527 | 511
2016-06-05 17:30 | 492 | 473
2016-06-05 18:00 | 492 | 474
2016-06-05 18:30 | 503 | 486
2016-06-05 19:00 | 510 | 494
2016-06-05 19:30 | 465 | 443
2016-06-05 20:00 | 454 | 430
2016-06-05 20:30 | 444 | 420
2016-06-05 21:00 | 441 | 417
2016-06-05 21:30 | 420 | 394
2016-06-05 22:00 | 383 | 353
2016-06-05 22:30 | 383 | 351
2016-06-05 23:00 | 390 | 360
2016-06-05 23:30 | 396 | 366
2016-06-06 | 385 | 353
2016-06-06 00:30 | 382 | 348
2016-06-06 01:00 | 344 | 304
2016-06-06 01:30 | 334 | 292
2016-06-06 02:00 | 349 | 308
2016-06-06 02:30 | 334 | 292
2016-06-06 03:00 | 330 | 286
2016-06-06 03:30 | 335 | 293
2016-06-06 04:00 | 336 | 295
2016-06-06 04:30 | 336 | 294
2016-06-06 05:00 | 380 | 344
2016-06-06 05:30 | 400 | 368
2016-06-06 06:00 | 418 | 388
2016-06-06 06:30 | 427 | 399
2016-06-06 07:00 | 453 | 429
2016-06-06 07:30 | 466 | 444
2016-06-06 08:00 | 463 | 441
2016-06-06 08:30 | 475 | 454
2016-06-06 09:00 | 484 | 463
2016-06-06 09:30 | 500 | 480
2016-06-06 10:00 | 502 | 482
2016-06-06 10:30 | 470 | 448
2016-06-06 11:00 | 463 | 441
2016-06-06 11:30 | 473 | 450
2016-06-06 12:00 | 482 | 461
2016-06-06 12:30 | 487 | 465
2016-06-06 13:00 | 489 | 468
2016-06-06 13:30 | 482 | 460
2016-06-06 14:00 | 471 | 448
2016-06-06 14:30 | 473 | 450
2016-06-06 15:00 | 448 | 424
2016-06-06 15:30 | 453 | 429
2016-06-06 16:00 | 455 | 431
2016-06-06 16:30 | 448 | 424
2016-06-06 17:00 | 479 | 458
2016-06-06 17:30 | 523 | 507
2016-06-06 18:00 | 498 | 481
2016-06-06 18:30 | 487 | 469
2016-06-06 19:00 | 494 | 476
2016-06-06 19:30 | 521 | 505
2016-06-06 20:00 | 519 | 501
2016-06-06 20:30 | 499 | 479
2016-06-06 21:00 | 486 | 464
2016-06-06 21:30 | 470 | 446
2016-06-06 22:00 | 475 | 452
2016-06-06 22:30 | 467 | 444
2016-06-06 23:00 | 436 | 408
2016-06-06 23:30 | 393 | 358
2016-06-07 | 411 | 377
2016-06-07 00:30 | 404 | 368
2016-06-07 01:00 | 370 | 329
2016-06-07 01:30 | 379 | 340
2016-06-07 02:00 | 407 | 372
2016-06-07 02:30 | 397 | 361
2016-06-07 03:00 | 373 | 333
2016-06-07 03:30 | 353 | 310
2016-06-07 04:00 | 350 | 307
2016-06-07 04:30 | 373 | 333
2016-06-07 05:00 | 395 | 357
2016-06-07 05:30 | 429 | 397
2016-06-07 06:00 | 465 | 437
2016-06-07 06:30 | 502 | 478
2016-06-07 07:00 | 496 | 474
2016-06-07 07:30 | 496 | 474
2016-06-07 08:00 | 516 | 496
2016-06-07 08:30 | 496 | 475
2016-06-07 09:00 | 486 | 464
2016-06-07 09:30 | 495 | 473
2016-06-07 10:00 | 488 | 465
2016-06-07 10:30 | 494 | 472
2016-06-07 11:00 | 513 | 491
2016-06-07 11:30 | 511 | 490
2016-06-07 12:00 | 502 | 480
2016-06-07 12:30 | 507 | 484
2016-06-07 13:00 | 510 | 488
2016-06-07 13:30 | 508 | 489
2016-06-07 14:00 | 537 | 519
2016-06-07 14:30 | 543 | 526
2016-06-07 15:00 | 558 | 543
2016-06-07 15:30 | 599 | 586
2016-06-07 16:00 | 586 | 573
2016-06-07 16:30 | 538 | 522
2016-06-07 17:00 | 545 | 529
2016-06-07 17:30 | 581 | 568
2016-06-07 18:00 | 640 | 631
2016-06-07 18:30 | 626 | 615
2016-06-07 19:00 | 600 | 587
2016-06-07 19:30 | 582 | 568
2016-06-07 20:00 | 594 | 579
2016-06-07 20:30 | 608 | 595
2016-06-07 21:00 | 594 | 581
2016-06-07 21:30 | 577 | 560
2016-06-07 22:00 | 535 | 515
2016-06-07 22:30 | 529 | 510
2016-06-07 23:00 | 550 | 531
2016-06-07 23:30 | 538 | 518
2016-06-08 | 512 | 489
2016-06-08 00:30 | 476 | 449
2016-06-08 01:00 | 462 | 434
2016-06-08 01:30 | 442 | 412
2016-06-08 02:00 | 505 | 481
2016-06-08 02:30 | 457 | 427
2016-06-08 03:00 | 401 | 363
2016-06-08 03:30 | 367 | 325
2016-06-08 04:00 | 379 | 340
2016-06-08 04:30 | 402 | 366
2016-06-08 05:00 | 399 | 362
2016-06-08 05:30 | 411 | 376
2016-06-08 06:00 | 411 | 377
2016-06-08 06:30 | 485 | 449
2016-06-08 07:00 | 525 | 490
2016-06-08 07:30 | 550 | 519
2016-06-08 08:00 | 547 | 515
2016-06-08 08:30 | 546 | 513
2016-06-08 09:00 | 531 | 497
2016-06-08 09:30 | 510 | 488
2016-06-08 10:00 | 489 | 466
2016-06-08 10:30 | 457 | 432
2016-06-08 11:00 | 457 | 431
2016-06-08 11:30 | 473 | 447
2016-06-08 12:00 | 441 | 413
2016-06-08 12:30 | 428 | 398
2016-06-08 13:00 | 421 | 391
2016-06-08 13:30 | 441 | 413
2016-06-08 14:00 | 459 | 432
2016-06-08 14:30 | 466 | 440
2016-06-08 15:00 | 472 | 447
2016-06-08 15:30 | 472 | 447
2016-06-08 16:00 | 461 | 435
2016-06-08 16:30 | 503 | 481
2016-06-08 17:00 | 551 | 534
2016-06-08 17:30 | 565 | 549
2016-06-08 18:00 | 564 | 548
2016-06-08 18:30 | 549 | 532
2016-06-08 19:00 | 554 | 537
2016-06-08 19:30 | 553 | 535
2016-06-08 20:00 | 553 | 536
2016-06-08 20:30 | 547 | 529
2016-06-08 21:00 | 560 | 543
2016-06-08 21:30 | 536 | 517
2016-06-08 22:00 | 532 | 512
2016-06-08 22:30 | 515 | 494
2016-06-08 23:00 | 499 | 477
2016-06-08 23:30 | 487 | 464
2016-06-09 | 461 | 435
2016-06-09 00:30 | 445 | 417
2016-06-09 01:00 | 428 | 398
2016-06-09 01:30 | 421 | 391
2016-06-09 02:00 | 392 | 359
2016-06-09 02:30 | 380 | 346
2016-06-09 03:00 | 347 | 307
2016-06-09 03:30 | 343 | 298
2016-06-09 04:00 | 347 | 304
2016-06-09 04:30 | 365 | 324
2016-06-09 05:00 | 374 | 335
2016-06-09 05:30 | 372 | 333
2016-06-09 06:00 | 384 | 348
2016-06-09 06:30 | 398 | 364
2016-06-09 07:00 | 421 | 390
2016-06-09 07:30 | 418 | 389
2016-06-09 08:00 | 422 | 395
2016-06-09 08:30 | 418 | 390
2016-06-09 09:00 | 400 | 371
2016-06-09 09:30 | 405 | 376
2016-06-09 10:00 | 406 | 377
2016-06-09 10:30 | 409 | 379
2016-06-09 11:00 | 402 | 372
2016-06-09 11:30 | 386 | 355
2016-06-09 12:00 | 378 | 345
2016-06-09 12:30 | 375 | 343
2016-06-09 13:00 | 377 | 344
2016-06-09 13:30 | 374 | 342
2016-06-09 14:00 | 367 | 334
2016-06-09 14:30 | 385 | 354
2016-06-09 15:00 | 394 | 364
2016-06-09 15:30 | 397 | 368
2016-06-09 16:00 | 407 | 378
2016-06-09 16:30 | 419 | 391
2016-06-09 17:00 | 434 | 408
2016-06-09 17:30 | 422 | 394
2016-06-09 18:00 | 438 | 415
2016-06-09 18:30 | 429 | 406
2016-06-09 19:00 | 429 | 406
2016-06-09 19:30 | 424 | 400
2016-06-09 20:00 | 421 | 396
2016-06-09 20:30 | 420 | 394
2016-06-09 21:00 | 420 | 394
2016-06-09 21:30 | 429 | 403
2016-06-09 22:00 | 402 | 372
2016-06-09 22:30 | 399 | 368
2016-06-09 23:00 | 392 | 359
2016-06-09 23:30 | 386 | 352
2016-06-10 | 370 | 333
2016-06-10 00:30 | 375 | 339
2016-06-10 01:00 | 366 | 328
2016-06-10 01:30 | 331 | 287
2016-06-10 02:00 | 325 | 279
2016-06-10 02:30 | 330 | 284
2016-06-10 03:00 | 318 | 268
2016-06-10 03:30 | 317 | 264
2016-06-10 04:00 | 314 | 260
2016-06-10 04:30 | 294 | 234
2016-06-10 05:00 | 273 | 201
2016-06-10 05:30 | 297 | 237
2016-06-10 06:00 | 310 | 254
2016-06-10 06:30 | 383 | 343
2016-06-10 07:00 | 431 | 399
2016-06-10 07:30 | 400 | 365
2016-06-10 08:00 | 402 | 367
2016-06-10 08:30 | 420 | 389
2016-06-10 09:00 | 430 | 399
2016-06-10 09:30 | 422 | 390
2016-06-10 10:00 | 423 | 392
2016-06-10 10:30 | 391 | 355
2016-06-10 11:00 | 397 | 361
2016-06-10 11:30 | 405 | 371
2016-06-10 12:00 | 367 | 328
2016-06-10 12:30 | 369 | 330
2016-06-10 13:00 | 365 | 327
2016-06-10 13:30 | 377 | 340
2016-06-10 14:00 | 377 | 340
2016-06-10 14:30 | 362 | 324
2016-06-10 15:00 | 368 | 331
2016-06-10 15:30 | 393 | 358
2016-06-10 16:00 | 414 | 382
2016-06-10 16:30 | 441 | 412
2016-06-10 17:00 | 464 | 437
2016-06-10 17:30 | 488 | 466
2016-06-10 18:00 | 494 | 474
2016-06-10 18:30 | 493 | 473
2016-06-10 19:00 | 504 | 484
2016-06-10 19:30 | 520 | 501
2016-06-10 20:00 | 539 | 521
2016-06-10 20:30 | 528 | 508
2016-06-10 21:00 | 521 | 500
2016-06-10 21:30 | 514 | 492
2016-06-10 22:00 | 518 | 497
2016-06-10 22:30 | 485 | 461
2016-06-10 23:00 | 470 | 446
2016-06-10 23:30 | 463 | 437
2016-06-11 | 430 | 401
2016-06-11 00:30 | 420 | 389
2016-06-11 01:00 | 400 | 366
2016-06-11 01:30 | 351 | 310
2016-06-11 02:00 | 341 | 298
2016-06-11 02:30 | 329 | 283
2016-06-11 03:00 | 307 | 257
2016-06-11 03:30 | 295 | 241
2016-06-11 04:00 | 306 | 251
2016-06-11 04:30 | 320 | 267
2016-06-11 05:00 | 328 | 277
2016-06-11 05:30 | 343 | 295
2016-06-11 06:00 | 313 | 258
2016-06-11 06:30 | 333 | 283
2016-06-11 07:00 | 344 | 299
2016-06-11 07:30 | 391 | 353
2016-06-11 08:00 | 448 | 419
2016-06-11 08:30 | 437 | 407
2016-06-11 09:00 | 449 | 419
2016-06-11 09:30 | 444 | 413
2016-06-11 10:00 | 416 | 383
2016-06-11 10:30 | 418 | 385
2016-06-11 11:00 | 416 | 382
2016-06-11 11:30 | 373 | 335
2016-06-11 12:00 | 352 | 309
2016-06-11 12:30 | 333 | 288
2016-06-11 13:00 | 342 | 298
2016-06-11 13:30 | 347 | 302
2016-06-11 14:00 | 330 | 285
2016-06-11 14:30 | 344 | 300
2016-06-11 15:00 | 335 | 290
2016-06-11 15:30 | 346 | 303
2016-06-11 16:00 | 398 | 364
2016-06-11 16:30 | 443 | 413
2016-06-11 17:00 | 447 | 419
2016-06-11 17:30 | 451 | 423
2016-06-11 18:00 | 466 | 440
2016-06-11 18:30 | 444 | 415
2016-06-11 19:00 | 429 | 398
2016-06-11 19:30 | 429 | 398
2016-06-11 20:00 | 445 | 416
2016-06-11 20:30 | 448 | 418
2016-06-11 21:00 | 436 | 406
2016-06-11 21:30 | 431 | 400
2016-06-11 22:00 | 427 | 396
2016-06-11 22:30 | 482 | 458
2016-06-11 23:00 | 462 | 434
2016-06-11 23:30 | 455 | 424
2016-06-12 | 438 | 406
2016-06-12 00:30 | 441 | 409
2016-06-12 01:00 | 431 | 397
2016-06-12 01:30 | 396 | 356
2016-06-12 02:00 | 378 | 336
2016-06-12 02:30 | 401 | 361
2016-06-12 03:00 | 397 | 357
2016-06-12 03:30 | 348 | 301
2016-06-12 04:00 | 350 | 302
2016-06-12 04:30 | 342 | 293
2016-06-12 05:00 | 364 | 319
2016-06-12 05:30 | 408 | 370
2016-06-12 06:00 | 441 | 407
2016-06-12 06:30 | 420 | 384
2016-06-12 07:00 | 437 | 404
2016-06-12 07:30 | 461 | 431
2016-06-12 08:00 | 488 | 461
2016-06-12 08:30 | 496 | 470
2016-06-12 09:00 | 503 | 478
2016-06-12 09:30 | 507 | 482
2016-06-12 10:00 | 494 | 469
2016-06-12 10:30 | 484 | 459
2016-06-12 11:00 | 449 | 420
2016-06-12 11:30 | 434 | 404
2016-06-12 12:00 | 392 | 357
2016-06-12 12:30 | 347 | 306
2016-06-12 13:00 | 328 | 284
2016-06-12 13:30 | 328 | 283
2016-06-12 14:00 | 377 | 341
2016-06-12 14:30 | 424 | 393
2016-06-12 15:00 | 460 | 433
2016-06-12 15:30 | 450 | 423
2016-06-12 16:00 | 476 | 451
2016-06-12 16:30 | 495 | 473
2016-06-12 17:00 | 502 | 479
2016-06-12 17:30 | 504 | 482
2016-06-12 18:00 | 542 | 524
2016-06-12 18:30 | 535 | 518
2016-06-12 19:00 | 517 | 497
2016-06-12 19:30 | 493 | 470
2016-06-12 20:00 | 495 | 472
2016-06-12 20:30 | 507 | 485
2016-06-12 21:00 | 521 | 500
2016-06-12 21:30 | 530 | 509
2016-06-12 22:00 | 530 | 510
2016-06-12 22:30 | 500 | 478
2016-06-12 23:00 | 499 | 477
2016-06-12 23:30 | 512 | 490
2016-06-13 | 460 | 433
2016-06-13 00:30 | 445 | 417
2016-06-13 01:00 | 457 | 430
2016-06-13 01:30 | 460 | 433
2016-06-13 02:00 | 454 | 425
2016-06-13 02:30 | 428 | 397
2016-06-13 03:00 | 410 | 378
2016-06-13 03:30 | 375 | 339
2016-06-13 04:00 | 346 | 304
2016-06-13 04:30 | 359 | 318
2016-06-13 05:00 | 380 | 342
2016-06-13 05:30 | 400 | 365
2016-06-13 06:00 | 444 | 415
2016-06-13 06:30 | 439 | 411
2016-06-13 07:00 | 450 | 424
2016-06-13 07:30 | 483 | 462
2016-06-13 08:00 | 496 | 478
2016-06-13 08:30 | 497 | 480
2016-06-13 09:00 | 487 | 469
2016-06-13 09:30 | 497 | 479
2016-06-13 10:00 | 492 | 474
2016-06-13 10:30 | 479 | 460
2016-06-13 11:00 | 484 | 465
2016-06-13 11:30 | 483 | 463
2016-06-13 12:00 | 480 | 461
2016-06-13 12:30 | 468 | 448
2016-06-13 13:00 | 476 | 456
2016-06-13 13:30 | 480 | 461
2016-06-13 14:00 | 479 | 459
2016-06-13 14:30 | 485 | 466
2016-06-13 15:00 | 493 | 475
2016-06-13 15:30 | 477 | 458
2016-06-13 16:00 | 475 | 455
2016-06-13 16:30 | 498 | 480
2016-06-13 17:00 | 528 | 512
2016-06-13 17:30 | 565 | 552
2016-06-13 18:00 | 653 | 645
2016-06-13 18:30 | 651 | 641
2016-06-13 19:00 | 584 | 569
2016-06-13 19:30 | 562 | 546
2016-06-13 20:00 | 562 | 545
2016-06-13 20:30 | 562 | 545
2016-06-13 21:00 | 556 | 538
2016-06-13 21:30 | 571 | 553
2016-06-13 22:00 | 571 | 552
2016-06-13 22:30 | 532 | 510
2016-06-13 23:00 | 472 | 448
2016-06-13 23:30 | 452 | 427
2016-06-14 | 450 | 424
2016-06-14 00:30 | 436 | 409
2016-06-14 01:00 | 424 | 395
2016-06-14 01:30 | 417 | 387
2016-06-14 02:00 | 414 | 383
2016-06-14 02:30 | 372 | 337
2016-06-14 03:00 | 362 | 326
2016-06-14 03:30 | 356 | 317
2016-06-14 04:00 | 377 | 339
2016-06-14 04:30 | 392 | 357
2016-06-14 05:00 | 418 | 386
2016-06-14 05:30 | 446 | 417
2016-06-14 06:00 | 472 | 446
2016-06-14 06:30 | 503 | 481
2016-06-14 07:00 | 514 | 494
2016-06-14 07:30 | 510 | 490
2016-06-14 08:00 | 489 | 467
2016-06-14 08:30 | 481 | 459
2016-06-14 09:00 | 474 | 452
2016-06-14 09:30 | 476 | 454
2016-06-14 10:00 | 467 | 443
2016-06-14 10:30 | 481 | 458
2016-06-14 11:00 | 463 | 439
2016-06-14 11:30 | 464 | 440
2016-06-14 12:00 | 459 | 435
2016-06-14 12:30 | 487 | 464
2016-06-14 13:00 | 492 | 470
2016-06-14 13:30 | 484 | 461
2016-06-14 14:00 | 476 | 453
2016-06-14 14:30 | 476 | 454
2016-06-14 15:00 | 474 | 451
2016-06-14 15:30 | 501 | 481
2016-06-14 16:00 | 502 | 481
2016-06-14 16:30 | 463 | 439
2016-06-14 17:00 | 468 | 445
2016-06-14 17:30 | 502 | 482
2016-06-14 18:00 | 619 | 600
2016-06-14 18:30 | 585 | 559
2016-06-14 19:00 | 543 | 512
2016-06-14 19:30 | 514 | 480
2016-06-14 20:00 | 505 | 470
2016-06-14 20:30 | 491 | 455
2016-06-14 21:00 | 435 | 408
2016-06-14 21:30 | 419 | 392
2016-06-14 22:00 | 400 | 372
2016-06-14 22:30 | 444 | 419
2016-06-14 23:00 | 433 | 408
2016-06-14 23:30 | 427 | 401
2016-06-15 | 419 | 391
2016-06-15 00:30 | 407 | 377
2016-06-15 01:00 | 401 | 369
2016-06-15 01:30 | 414 | 383
2016-06-15 02:00 | 408 | 376
2016-06-15 02:30 | 395 | 361
2016-06-15 03:00 | 401 | 369
2016-06-15 03:30 | 408 | 377
2016-06-15 04:00 | 417 | 387
2016-06-15 04:30 | 421 | 391
2016-06-15 05:00 | 434 | 406
2016-06-15 05:30 | 451 | 424
2016-06-15 06:00 | 504 | 482
2016-06-15 06:30 | 548 | 531
2016-06-15 07:00 | 606 | 595
2016-06-15 07:30 | 614 | 603
2016-06-15 08:00 | 617 | 605
2016-06-15 08:30 | 575 | 560
2016-06-15 09:00 | 559 | 542
2016-06-15 09:30 | 524 | 506
2016-06-15 10:00 | 533 | 517
2016-06-15 10:30 | 507 | 491
2016-06-15 11:00 | 484 | 467
2016-06-15 11:30 | 468 | 449
2016-06-15 12:00 | 469 | 451
2016-06-15 12:30 | 471 | 453
2016-06-15 13:00 | 445 | 426
2016-06-15 13:30 | 436 | 415
2016-06-15 14:00 | 424 | 403
2016-06-15 14:30 | 442 | 422
2016-06-15 15:00 | 470 | 452
2016-06-15 15:30 | 477 | 459
2016-06-15 16:00 | 497 | 481
2016-06-15 16:30 | 505 | 489
2016-06-15 17:00 | 544 | 530
2016-06-15 17:30 | 545 | 530
2016-06-15 18:00 | 587 | 576
2016-06-15 18:30 | 576 | 565
2016-06-15 19:00 | 528 | 513
2016-06-15 19:30 | 506 | 490
2016-06-15 20:00 | 531 | 516
2016-06-15 20:30 | 517 | 502
2016-06-15 21:00 | 482 | 464
2016-06-15 21:30 | 478 | 460
2016-06-15 22:00 | 445 | 424
2016-06-15 22:30 | 429 | 407
2016-06-15 23:00 | 377 | 350
2016-06-15 23:30 | 352 | 319
2016-06-16 | 342 | 303
2016-06-16 00:30 | 318 | 274
2016-06-16 01:00 | 332 | 288
2016-06-16 01:30 | 343 | 299
2016-06-16 02:00 | 357 | 315
2016-06-16 02:30 | 351 | 309
2016-06-16 03:00 | 312 | 263
2016-06-16 03:30 | 320 | 269
2016-06-16 04:00 | 328 | 279
2016-06-16 04:30 | 334 | 289
2016-06-16 05:00 | 358 | 320
2016-06-16 05:30 | 410 | 380
2016-06-16 06:00 | 408 | 377
2016-06-16 06:30 | 425 | 397
2016-06-16 07:00 | 475 | 454
2016-06-16 07:30 | 506 | 487
2016-06-16 08:00 | 492 | 472
2016-06-16 08:30 | 495 | 475
2016-06-16 09:00 | 476 | 456
2016-06-16 09:30 | 473 | 453
2016-06-16 10:00 | 456 | 437
2016-06-16 10:30 | 458 | 439
2016-06-16 11:00 | 455 | 435
2016-06-16 11:30 | 465 | 445
2016-06-16 12:00 | 485 | 466
2016-06-16 12:30 | 478 | 459
2016-06-16 13:00 | 503 | 486
2016-06-16 13:30 | 516 | 500
2016-06-16 14:00 | 501 | 483
2016-06-16 14:30 | 475 | 456
2016-06-16 15:00 | 473 | 453
2016-06-16 15:30 | 494 | 475
2016-06-16 16:00 | 522 | 506
2016-06-16 16:30 | 524 | 507
2016-06-16 17:00 | 521 | 505
2016-06-16 17:30 | 506 | 489
2016-06-16 18:00 | 525 | 509
2016-06-16 18:30 | 532 | 516
2016-06-16 19:00 | 504 | 486
2016-06-16 19:30 | 423 | 398
2016-06-16 20:00 | 421 | 396
2016-06-16 20:30 | 485 | 468
2016-06-16 21:00 | 455 | 434
2016-06-16 21:30 | 443 | 420
2016-06-16 22:00 | 400 | 374
2016-06-16 22:30 | 395 | 367
2016-06-16 23:00 | 353 | 319
2016-06-16 23:30 | 307 | 264
2016-06-17 | 298 | 251
2016-06-17 00:30 | 309 | 264
2016-06-17 01:00 | 338 | 297
2016-06-17 01:30 | 343 | 302
2016-06-17 02:00 | 366 | 327
2016-06-17 02:30 | 346 | 305
2016-06-17 03:00 | 293 | 243
2016-06-17 03:30 | 295 | 246
2016-06-17 04:00 | 305 | 256
2016-06-17 04:30 | 317 | 267
2016-06-17 05:00 | 331 | 284
2016-06-17 05:30 | 374 | 335
2016-06-17 06:00 | 398 | 363
2016-06-17 06:30 | 421 | 392
2016-06-17 07:00 | 429 | 402
2016-06-17 07:30 | 395 | 364
2016-06-17 08:00 | 417 | 390
2016-06-17 08:30 | 386 | 355
2016-06-17 09:00 | 376 | 346
2016-06-17 09:30 | 390 | 365
2016-06-17 10:00 | 385 | 359
2016-06-17 10:30 | 371 | 344
2016-06-17 11:00 | 424 | 402
2016-06-17 11:30 | 409 | 385
2016-06-17 12:00 | 410 | 386
2016-06-17 12:30 | 408 | 383
2016-06-17 13:00 | 429 | 407
2016-06-17 13:30 | 436 | 415
2016-06-17 14:00 | 420 | 397
2016-06-17 14:30 | 404 | 379
2016-06-17 15:00 | 406 | 382
2016-06-17 15:30 | 413 | 387
2016-06-17 16:00 | 417 | 391
2016-06-17 16:30 | 454 | 432
2016-06-17 17:00 | 509 | 491
2016-06-17 17:30 | 551 | 535
2016-06-17 18:00 | 596 | 585
2016-06-17 18:30 | 525 | 507
2016-06-17 19:00 | 485 | 464
2016-06-17 19:30 | 460 | 437
2016-06-17 20:00 | 471 | 450
2016-06-17 20:30 | 479 | 460
2016-06-17 21:00 | 460 | 439
2016-06-17 21:30 | 463 | 443
2016-06-17 22:00 | 457 | 435
2016-06-17 22:30 | 456 | 432
2016-06-17 23:00 | 446 | 422
2016-06-17 23:30 | 468 | 445
2016-06-18 | 453 | 427
2016-06-18 00:30 | 464 | 438
2016-06-18 01:00 | 461 | 434
2016-06-18 01:30 | 439 | 409
2016-06-18 02:00 | 348 | 305
2016-06-18 02:30 | 338 | 293
2016-06-18 03:00 | 325 | 279
2016-06-18 03:30 | 308 | 258
2016-06-18 04:00 | 307 | 256
2016-06-18 04:30 | 298 | 243
2016-06-18 05:00 | 304 | 252
2016-06-18 05:30 | 338 | 293
2016-06-18 06:00 | 365 | 325
2016-06-18 06:30 | 389 | 353
2016-06-18 07:00 | 435 | 406
2016-06-18 07:30 | 463 | 437
2016-06-18 08:00 | 479 | 455
2016-06-18 08:30 | 489 | 468
2016-06-18 09:00 | 512 | 493
2016-06-18 09:30 | 502 | 482
2016-06-18 10:00 | 494 | 473
2016-06-18 10:30 | 473 | 451
2016-06-18 11:00 | 471 | 448
2016-06-18 11:30 | 494 | 473
2016-06-18 12:00 | 499 | 478
2016-06-18 12:30 | 506 | 485
2016-06-18 13:00 | 502 | 482
2016-06-18 13:30 | 485 | 463
2016-06-18 14:00 | 436 | 410
2016-06-18 14:30 | 458 | 435
2016-06-18 15:00 | 464 | 441
2016-06-18 15:30 | 449 | 425
2016-06-18 16:00 | 465 | 443
2016-06-18 16:30 | 459 | 436
2016-06-18 17:00 | 463 | 441
2016-06-18 17:30 | 463 | 443
2016-06-18 18:00 | 452 | 433
2016-06-18 18:30 | 455 | 432
2016-06-18 19:00 | 459 | 437
2016-06-18 19:30 | 466 | 444
2016-06-18 20:00 | 447 | 423
2016-06-18 20:30 | 444 | 420
2016-06-18 21:00 | 443 | 419
2016-06-18 21:30 | 420 | 394
2016-06-18 22:00 | 410 | 383
2016-06-18 22:30 | 391 | 362
2016-06-18 23:00 | 379 | 348
2016-06-18 23:30 | 361 | 325
2016-06-19 | 349 | 309
2016-06-19 00:30 | 342 | 300
2016-06-19 01:00 | 358 | 318
2016-06-19 01:30 | 362 | 322
2016-06-19 02:00 | 348 | 304
2016-06-19 02:30 | 299 | 245
2016-06-19 03:00 | 279 | 221
2016-06-19 03:30 | 272 | 211
2016-06-19 04:00 | 270 | 209
2016-06-19 04:30 | 279 | 220
2016-06-19 05:00 | 292 | 237
2016-06-19 05:30 | 305 | 253
2016-06-19 06:00 | 315 | 264
2016-06-19 06:30 | 342 | 302
2016-06-19 07:00 | 368 | 334
2016-06-19 07:30 | 366 | 332
2016-06-19 08:00 | 375 | 342
2016-06-19 08:30 | 416 | 388
2016-06-19 09:00 | 453 | 429
2016-06-19 09:30 | 478 | 459
2016-06-19 10:00 | 483 | 464
2016-06-19 10:30 | 490 | 472
2016-06-19 11:00 | 495 | 478
2016-06-19 11:30 | 497 | 479
2016-06-19 12:00 | 501 | 484
2016-06-19 12:30 | 499 | 481
2016-06-19 13:00 | 503 | 486
2016-06-19 13:30 | 507 | 490
2016-06-19 14:00 | 504 | 487
2016-06-19 14:30 | 517 | 500
2016-06-19 15:00 | 530 | 515
2016-06-19 15:30 | 523 | 507
2016-06-19 16:00 | 493 | 476
2016-06-19 16:30 | 488 | 471
2016-06-19 17:00 | 534 | 520
2016-06-19 17:30 | 517 | 502
2016-06-19 18:00 | 506 | 489
2016-06-19 18:30 | 501 | 483
2016-06-19 19:00 | 496 | 479
2016-06-19 19:30 | 499 | 481
2016-06-19 20:00 | 491 | 472
2016-06-19 20:30 | 497 | 480
2016-06-19 21:00 | 497 | 479
2016-06-19 21:30 | 493 | 475
2016-06-19 22:00 | 476 | 456
2016-06-19 22:30 | 461 | 439
2016-06-19 23:00 | 445 | 422
2016-06-19 23:30 | 410 | 383
2016-06-20 | 403 | 374
2016-06-20 00:30 | 350 | 311
2016-06-20 01:00 | 319 | 270
2016-06-20 01:30 | 333 | 288
2016-06-20 02:00 | 333 | 289
2016-06-20 02:30 | 311 | 261
2016-06-20 03:00 | 287 | 227
2016-06-20 03:30 | 280 | 219
2016-06-20 04:00 | 280 | 209
2016-06-20 04:30 | 273 | 202
2016-06-20 05:00 | 285 | 221
2016-06-20 05:30 | 295 | 238
2016-06-20 06:00 | 303 | 252
2016-06-20 06:30 | 368 | 329
2016-06-20 07:00 | 436 | 409
2016-06-20 07:30 | 439 | 422
2016-06-20 08:00 | 430 | 414
2016-06-20 08:30 | 425 | 409
2016-06-20 09:00 | 410 | 394
2016-06-20 09:30 | 417 | 401
2016-06-20 10:00 | 389 | 370
2016-06-20 10:30 | 367 | 342
2016-06-20 11:00 | 376 | 352
2016-06-20 11:30 | 367 | 343
2016-06-20 12:00 | 375 | 351
2016-06-20 12:30 | 385 | 362
2016-06-20 13:00 | 391 | 368
2016-06-20 13:30 | 379 | 356
2016-06-20 14:00 | 338 | 311
2016-06-20 14:30 | 345 | 319
2016-06-20 15:00 | 345 | 319
2016-06-20 15:30 | 349 | 325
2016-06-20 16:00 | 374 | 354
2016-06-20 16:30 | 393 | 373
2016-06-20 17:00 | 407 | 387
2016-06-20 17:30 | 445 | 427
2016-06-20 18:00 | 545 | 532
2016-06-20 18:30 | 521 | 504
2016-06-20 19:00 | 484 | 464
2016-06-20 19:30 | 445 | 421
2016-06-20 20:00 | 442 | 419
2016-06-20 20:30 | 443 | 419
2016-06-20 21:00 | 408 | 381
2016-06-20 21:30 | 412 | 383
2016-06-20 22:00 | 384 | 352
2016-06-20 22:30 | 335 | 295
2016-06-20 23:00 | 287 | 239
2016-06-20 23:30 | 273 | 220
2016-06-21 | 282 | 229
2016-06-21 00:30 | 239 | 174
2016-06-21 01:00 | 217 | 141
2016-06-21 01:30 | 212 | 128
2016-06-21 02:00 | 210 | 121
2016-06-21 02:30 | 210 | 118
2016-06-21 03:00 | 200 | 100
2016-06-21 03:30 | 194 | 85
2016-06-21 04:00 | 192 | 83
2016-06-21 04:30 | 199 | 92
2016-06-21 05:00 | 206 | 114
2016-06-21 05:30 | 207 | 117
2016-06-21 06:00 | 223 | 144
2016-06-21 06:30 | 273 | 220
2016-06-21 07:00 | 316 | 274
2016-06-21 07:30 | 317 | 277
2016-06-21 08:00 | 358 | 324
2016-06-21 08:30 | 372 | 339
2016-06-21 09:00 | 355 | 320
2016-06-21 09:30 | 340 | 303
2016-06-21 10:00 | 345 | 308
2016-06-21 10:30 | 349 | 310
2016-06-21 11:00 | 353 | 316
2016-06-21 11:30 | 354 | 317
2016-06-21 12:00 | 354 | 318
2016-06-21 12:30 | 337 | 299
2016-06-21 13:00 | 327 | 288
2016-06-21 13:30 | 331 | 293
2016-06-21 14:00 | 336 | 299
2016-06-21 14:30 | 324 | 286
2016-06-21 15:00 | 305 | 264
2016-06-21 15:30 | 321 | 283
2016-06-21 16:00 | 366 | 333
2016-06-21 16:30 | 412 | 384
2016-06-21 17:00 | 423 | 398
2016-06-21 17:30 | 449 | 428
2016-06-21 18:00 | 473 | 452
2016-06-21 18:30 | 466 | 445
2016-06-21 19:00 | 478 | 457
2016-06-21 19:30 | 470 | 449
2016-06-21 20:00 | 452 | 429
2016-06-21 20:30 | 421 | 393
2016-06-21 21:00 | 389 | 354
2016-06-21 21:30 | 353 | 317
2016-06-21 22:00 | 311 | 269
2016-06-21 22:30 | 262 | 209
2016-06-21 23:00 | 237 | 177
2016-06-21 23:30 | 227 | 164
2016-06-22 | 226 | 159
2016-06-22 00:30 | 203 | 124
2016-06-22 01:00 | 203 | 112
2016-06-22 01:30 | 200 | 99
2016-06-22 02:00 | 202 | 102
2016-06-22 02:30 | 200 | 94
2016-06-22 03:00 | 189 | 74
2016-06-22 03:30 | 186 | 60
2016-06-22 04:00 | 187 | 65
2016-06-22 04:30 | 187 | 77
2016-06-22 05:00 | 182 | 76
2016-06-22 05:30 | 191 | 88
2016-06-22 06:00 | 197 | 99
2016-06-22 06:30 | 209 | 134
2016-06-22 07:00 | 271 | 224
2016-06-22 07:30 | 286 | 243
2016-06-22 08:00 | 307 | 268
2016-06-22 08:30 | 292 | 251
2016-06-22 09:00 | 309 | 270
2016-06-22 09:30 | 321 | 284
2016-06-22 10:00 | 308 | 268
2016-06-22 10:30 | 313 | 273
2016-06-22 11:00 | 333 | 295
2016-06-22 11:30 | 337 | 300
2016-06-22 12:00 | 331 | 294
2016-06-22 12:30 | 395 | 365
2016-06-22 13:00 | 398 | 369
2016-06-22 13:30 | 399 | 369
2016-06-22 14:00 | 408 | 380
2016-06-22 14:30 | 407 | 379
2016-06-22 15:00 | 403 | 375
2016-06-22 15:30 | 421 | 394
2016-06-22 16:00 | 448 | 424
2016-06-22 16:30 | 449 | 425
2016-06-22 17:00 | 457 | 434
2016-06-22 17:30 | 450 | 427
2016-06-22 18:00 | 465 | 443
2016-06-22 18:30 | 473 | 452
2016-06-22 19:00 | 468 | 447
2016-06-22 19:30 | 455 | 433
2016-06-22 20:00 | 449 | 425
2016-06-22 20:30 | 451 | 425
2016-06-22 21:00 | 412 | 382
2016-06-22 21:30 | 408 | 376
2016-06-22 22:00 | 393 | 357
2016-06-22 22:30 | 364 | 323
2016-06-22 23:00 | 298 | 244
2016-06-22 23:30 | 266 | 202
2016-06-23 | 254 | 187
2016-06-23 00:30 | 256 | 190
2016-06-23 01:00 | 253 | 181
2016-06-23 01:30 | 234 | 152
2016-06-23 02:00 | 238 | 156
2016-06-23 02:30 | 232 | 142
2016-06-23 03:00 | 231 | 138
2016-06-23 03:30 | 227 | 135
2016-06-23 04:00 | 225 | 131
2016-06-23 04:30 | 231 | 142
2016-06-23 05:00 | 249 | 170
2016-06-23 05:30 | 274 | 207
2016-06-23 06:00 | 278 | 213
2016-06-23 06:30 | 299 | 243
2016-06-23 07:00 | 353 | 312
2016-06-23 07:30 | 377 | 345
2016-06-23 08:00 | 387 | 355
2016-06-23 08:30 | 390 | 359
2016-06-23 09:00 | 375 | 343
2016-06-23 09:30 | 369 | 336
2016-06-23 10:00 | 368 | 334
2016-06-23 10:30 | 374 | 341
2016-06-23 11:00 | 383 | 351
2016-06-23 11:30 | 375 | 343
2016-06-23 12:00 | 376 | 343
2016-06-23 12:30 | 383 | 351
2016-06-23 13:00 | 375 | 342
2016-06-23 13:30 | 390 | 360
2016-06-23 14:00 | 401 | 372
2016-06-23 14:30 | 386 | 355
2016-06-23 15:00 | 387 | 355
2016-06-23 15:30 | 413 | 384
2016-06-23 16:00 | 444 | 418
2016-06-23 16:30 | 438 | 411
2016-06-23 17:00 | 461 | 439
2016-06-23 17:30 | 477 | 457
2016-06-23 18:00 | 533 | 518
2016-06-23 18:30 | 530 | 513
2016-06-23 19:00 | 507 | 488
2016-06-23 19:30 | 501 | 483
2016-06-23 20:00 | 477 | 455
2016-06-23 20:30 | 470 | 445
2016-06-23 21:00 | 471 | 446
2016-06-23 21:30 | 441 | 411
2016-06-23 22:00 | 426 | 395
2016-06-23 22:30 | 378 | 342
2016-06-23 23:00 | 343 | 300
2016-06-23 23:30 | 293 | 240
2016-06-24 | 255 | 193
2016-06-24 00:30 | 265 | 205
2016-06-24 01:00 | 253 | 189
2016-06-24 01:30 | 234 | 155
2016-06-24 02:00 | 232 | 145
2016-06-24 02:30 | 227 | 133
2016-06-24 03:00 | 213 | 105
2016-06-24 03:30 | 221 | 119
2016-06-24 04:00 | 217 | 112
2016-06-24 04:30 | 224 | 127
2016-06-24 05:00 | 230 | 142
2016-06-24 05:30 | 239 | 163
2016-06-24 06:00 | 253 | 186
2016-06-24 06:30 | 305 | 256
2016-06-24 07:00 | 366 | 333
2016-06-24 07:30 | 356 | 322
2016-06-24 08:00 | 354 | 319
2016-06-24 08:30 | 370 | 339
2016-06-24 09:00 | 354 | 320
2016-06-24 09:30 | 347 | 312
2016-06-24 10:00 | 338 | 300
2016-06-24 10:30 | 318 | 277
2016-06-24 11:00 | 293 | 249
2016-06-24 11:30 | 278 | 230
2016-06-24 12:00 | 281 | 234
2016-06-24 12:30 | 275 | 226
2016-06-24 13:00 | 276 | 227
2016-06-24 13:30 | 280 | 232
2016-06-24 14:00 | 277 | 228
2016-06-24 14:30 | 275 | 224
2016-06-24 15:00 | 276 | 227
2016-06-24 15:30 | 274 | 225
2016-06-24 16:00 | 320 | 279
2016-06-24 16:30 | 364 | 328
2016-06-24 17:00 | 402 | 373
2016-06-24 17:30 | 392 | 363
2016-06-24 18:00 | 404 | 377
2016-06-24 18:30 | 390 | 362
2016-06-24 19:00 | 394 | 367
2016-06-24 19:30 | 375 | 345
2016-06-24 20:00 | 404 | 377
2016-06-24 20:30 | 418 | 391
2016-06-24 21:00 | 438 | 412
2016-06-24 21:30 | 399 | 369
2016-06-24 22:00 | 359 | 323
2016-06-24 22:30 | 358 | 320
2016-06-24 23:00 | 342 | 302
2016-06-24 23:30 | 324 | 280
2016-06-25 | 315 | 269
2016-06-25 00:30 | 269 | 213
2016-06-25 01:00 | 276 | 222
2016-06-25 01:30 | 261 | 197
2016-06-25 02:00 | 253 | 186
2016-06-25 02:30 | 221 | 141
2016-06-25 03:00 | 212 | 124
2016-06-25 03:30 | 207 | 114
2016-06-25 04:00 | 213 | 122
2016-06-25 04:30 | 219 | 127
2016-06-25 05:00 | 237 | 157
2016-06-25 05:30 | 248 | 173
2016-06-25 06:00 | 267 | 201
2016-06-25 06:30 | 288 | 232
2016-06-25 07:00 | 317 | 273
2016-06-25 07:30 | 372 | 337
2016-06-25 08:00 | 454 | 430
2016-06-25 08:30 | 460 | 437
2016-06-25 09:00 | 417 | 388
2016-06-25 09:30 | 403 | 372
2016-06-25 10:00 | 388 | 356
2016-06-25 10:30 | 401 | 370
2016-06-25 11:00 | 403 | 372
2016-06-25 11:30 | 391 | 359
2016-06-25 12:00 | 380 | 346
2016-06-25 12:30 | 373 | 339
2016-06-25 13:00 | 356 | 320
2016-06-25 13:30 | 341 | 302
2016-06-25 14:00 | 331 | 290
2016-06-25 14:30 | 333 | 292
2016-06-25 15:00 | 340 | 301
2016-06-25 15:30 | 368 | 332
2016-06-25 16:00 | 414 | 384
2016-06-25 16:30 | 437 | 410
2016-06-25 17:00 | 446 | 420
2016-06-25 17:30 | 446 | 421
2016-06-25 18:00 | 493 | 474
2016-06-25 18:30 | 467 | 446
2016-06-25 19:00 | 458 | 435
2016-06-25 19:30 | 423 | 397
2016-06-25 20:00 | 407 | 380
2016-06-25 20:30 | 444 | 423
2016-06-25 21:00 | 444 | 423
2016-06-25 21:30 | 400 | 373
2016-06-25 22:00 | 388 | 357
2016-06-25 22:30 | 376 | 343
2016-06-25 23:00 | 384 | 353
2016-06-25 23:30 | 369 | 335
2016-06-26 | 330 | 289
2016-06-26 00:30 | 323 | 281
2016-06-26 01:00 | 314 | 269
2016-06-26 01:30 | 311 | 264
2016-06-26 02:00 | 315 | 266
2016-06-26 02:30 | 323 | 273
2016-06-26 03:00 | 287 | 229
2016-06-26 03:30 | 267 | 203
2016-06-26 04:00 | 254 | 185
2016-06-26 04:30 | 235 | 160
2016-06-26 05:00 | 280 | 217
2016-06-26 05:30 | 285 | 224
2016-06-26 06:00 | 270 | 205
2016-06-26 06:30 | 302 | 246
2016-06-26 07:00 | 299 | 249
2016-06-26 07:30 | 312 | 266
2016-06-26 08:00 | 329 | 287
2016-06-26 08:30 | 364 | 333
2016-06-26 09:00 | 324 | 285
2016-06-26 09:30 | 334 | 296
2016-06-26 10:00 | 329 | 292
2016-06-26 10:30 | 325 | 287
2016-06-26 11:00 | 329 | 291
2016-06-26 11:30 | 344 | 304
2016-06-26 12:00 | 339 | 298
2016-06-26 12:30 | 317 | 272
2016-06-26 13:00 | 348 | 308
2016-06-26 13:30 | 362 | 324
2016-06-26 14:00 | 373 | 337
2016-06-26 14:30 | 380 | 345
2016-06-26 15:00 | 377 | 341
2016-06-26 15:30 | 390 | 357
2016-06-26 16:00 | 437 | 409
2016-06-26 16:30 | 462 | 436
2016-06-26 17:00 | 543 | 526
2016-06-26 17:30 | 550 | 533
2016-06-26 18:00 | 540 | 523
2016-06-26 18:30 | 545 | 528
2016-06-26 19:00 | 509 | 489
2016-06-26 19:30 | 489 | 467
2016-06-26 20:00 | 493 | 471
2016-06-26 20:30 | 514 | 494
2016-06-26 21:00 | 502 | 481
2016-06-26 21:30 | 446 | 418
2016-06-26 22:00 | 435 | 406
2016-06-26 22:30 | 408 | 376
2016-06-26 23:00 | 375 | 340
2016-06-26 23:30 | 389 | 355
2016-06-27 | 380 | 345
2016-06-27 00:30 | 387 | 354
2016-06-27 01:00 | 396 | 362
2016-06-27 01:30 | 398 | 364
2016-06-27 02:00 | 365 | 327
2016-06-27 02:30 | 285 | 232
2016-06-27 03:00 | 259 | 197
2016-06-27 03:30 | 268 | 208
2016-06-27 04:00 | 285 | 228
2016-06-27 04:30 | 329 | 283
2016-06-27 05:00 | 380 | 344
2016-06-27 05:30 | 429 | 401
2016-06-27 06:00 | 436 | 409
2016-06-27 06:30 | 451 | 426
2016-06-27 07:00 | 457 | 434
2016-06-27 07:30 | 437 | 413
2016-06-27 08:00 | 454 | 432
2016-06-27 08:30 | 457 | 435
2016-06-27 09:00 | 463 | 441
2016-06-27 09:30 | 474 | 453
2016-06-27 10:00 | 468 | 446
2016-06-27 10:30 | 465 | 444
2016-06-27 11:00 | 459 | 438
2016-06-27 11:30 | 454 | 434
2016-06-27 12:00 | 449 | 428
2016-06-27 12:30 | 414 | 390
2016-06-27 13:00 | 404 | 380
2016-06-27 13:30 | 425 | 403
2016-06-27 14:00 | 443 | 422
2016-06-27 14:30 | 438 | 416
2016-06-27 15:00 | 437 | 415
2016-06-27 15:30 | 441 | 419
2016-06-27 16:00 | 456 | 437
2016-06-27 16:30 | 461 | 442
2016-06-27 17:00 | 471 | 453
2016-06-27 17:30 | 484 | 466
2016-06-27 18:00 | 556 | 545
2016-06-27 18:30 | 548 | 535
2016-06-27 19:00 | 548 | 534
2016-06-27 19:30 | 554 | 540
2016-06-27 20:00 | 550 | 535
2016-06-27 20:30 | 556 | 541
2016-06-27 21:00 | 556 | 539
2016-06-27 21:30 | 533 | 515
2016-06-27 22:00 | 470 | 447
2016-06-27 22:30 | 499 | 479
2016-06-27 23:00 | 492 | 471
2016-06-27 23:30 | 450 | 425
2016-06-28 | 435 | 408
2016-06-28 00:30 | 431 | 404
2016-06-28 01:00 | 405 | 375
2016-06-28 01:30 | 354 | 317
2016-06-28 02:00 | 322 | 277
2016-06-28 02:30 | 332 | 289
2016-06-28 03:00 | 295 | 245
2016-06-28 03:30 | 267 | 210
2016-06-28 04:00 | 253 | 190
2016-06-28 04:30 | 272 | 214
2016-06-28 05:00 | 307 | 258
2016-06-28 05:30 | 373 | 338
2016-06-28 06:00 | 377 | 342
2016-06-28 06:30 | 436 | 410
2016-06-28 07:00 | 500 | 483
2016-06-28 07:30 | 466 | 447
2016-06-28 08:00 | 519 | 504
2016-06-28 08:30 | 513 | 498
2016-06-28 09:00 | 469 | 447
2016-06-28 09:30 | 448 | 424
2016-06-28 10:00 | 408 | 378
2016-06-28 10:30 | 393 | 362
2016-06-28 11:00 | 401 | 371
2016-06-28 11:30 | 392 | 361
2016-06-28 12:00 | 384 | 352
2016-06-28 12:30 | 372 | 339
2016-06-28 13:00 | 363 | 329
2016-06-28 13:30 | 346 | 309
2016-06-28 14:00 | 339 | 302
2016-06-28 14:30 | 352 | 317
2016-06-28 15:00 | 345 | 306
2016-06-28 15:30 | 325 | 281
2016-06-28 16:00 | 314 | 272
2016-06-28 16:30 | 364 | 332
2016-06-28 17:00 | 407 | 381
2016-06-28 17:30 | 476 | 456
2016-06-28 18:00 | 565 | 554
2016-06-28 18:30 | 554 | 544
2016-06-28 19:00 | 542 | 530
2016-06-28 19:30 | 539 | 524
2016-06-28 20:00 | 546 | 529
2016-06-28 20:30 | 542 | 524
2016-06-28 21:00 | 544 | 526
2016-06-28 21:30 | 535 | 516
2016-06-28 22:00 | 472 | 449
2016-06-28 22:30 | 462 | 438
2016-06-28 23:00 | 421 | 394
2016-06-28 23:30 | 352 | 314
2016-06-29 | 317 | 273
2016-06-29 00:30 | 283 | 231
2016-06-29 01:00 | 242 | 181
2016-06-29 01:30 | 241 | 178
2016-06-29 02:00 | 220 | 148
2016-06-29 02:30 | 203 | 114
2016-06-29 03:00 | 197 | 105
2016-06-29 03:30 | 182 | 73
2016-06-29 04:00 | 183 | 64
2016-06-29 04:30 | 182 | 68
2016-06-29 05:00 | 192 | 88
2016-06-29 05:30 | 199 | 116
2016-06-29 06:00 | 242 | 184
2016-06-29 06:30 | 324 | 286
2016-06-29 07:00 | 380 | 354
2016-06-29 07:30 | 392 | 367
2016-06-29 08:00 | 381 | 355
2016-06-29 08:30 | 389 | 364
2016-06-29 09:00 | 379 | 353
2016-06-29 09:30 | 377 | 350
2016-06-29 10:00 | 354 | 324
2016-06-29 10:30 | 348 | 319
2016-06-29 11:00 | 314 | 281
2016-06-29 11:30 | 322 | 285
2016-06-29 12:00 | 322 | 285
2016-06-29 12:30 | 315 | 276
2016-06-29 13:00 | 309 | 269
2016-06-29 13:30 | 313 | 275
2016-06-29 14:00 | 299 | 258
2016-06-29 14:30 | 284 | 241
2016-06-29 15:00 | 284 | 241
2016-06-29 15:30 | 282 | 240
2016-06-29 16:00 | 299 | 261
2016-06-29 16:30 | 321 | 286
2016-06-29 17:00 | 378 | 350
2016-06-29 17:30 | 430 | 406
2016-06-29 18:00 | 444 | 422
2016-06-29 18:30 | 448 | 427
2016-06-29 19:00 | 443 | 420
2016-06-29 19:30 | 439 | 416
2016-06-29 20:00 | 430 | 406
2016-06-29 20:30 | 441 | 418
2016-06-29 21:00 | 412 | 386
2016-06-29 21:30 | 388 | 360
2016-06-29 22:00 | 373 | 342
2016-06-29 22:30 | 353 | 321
2016-06-29 23:00 | 311 | 270
2016-06-29 23:30 | 293 | 245
2016-06-30 | 279 | 228
2016-06-30 00:30 | 230 | 163
2016-06-30 01:00 | 214 | 138
2016-06-30 01:30 | 214 | 136
2016-06-30 02:00 | 209 | 120
2016-06-30 02:30 | 202 | 103
2016-06-30 03:00 | 199 | 93
2016-06-30 03:30 | 198 | 94
2016-06-30 04:00 | 197 | 90
2016-06-30 04:30 | 194 | 86
2016-06-30 05:00 | 196 | 98
2016-06-30 05:30 | 217 | 135
2016-06-30 06:00 | 245 | 177
2016-06-30 06:30 | 277 | 225
2016-06-30 07:00 | 339 | 303
2016-06-30 07:30 | 372 | 342
2016-06-30 08:00 | 374 | 347
2016-06-30 08:30 | 367 | 339
2016-06-30 09:00 | 359 | 329
2016-06-30 09:30 | 349 | 319
2016-06-30 10:00 | 342 | 311
2016-06-30 10:30 | 329 | 296
2016-06-30 11:00 | 301 | 266
2016-06-30 11:30 | 290 | 252
2016-06-30 12:00 | 293 | 253
2016-06-30 12:30 | 293 | 252
2016-06-30 13:00 | 301 | 261
2016-06-30 13:30 | 301 | 260
2016-06-30 14:00 | 291 | 250
2016-06-30 14:30 | 304 | 263
2016-06-30 15:00 | 343 | 308
2016-06-30 15:30 | 336 | 299
2016-06-30 16:00 | 338 | 302
2016-06-30 16:30 | 361 | 328
2016-06-30 17:00 | 372 | 340
2016-06-30 17:30 | 377 | 347
2016-06-30 18:00 | 415 | 389
2016-06-30 18:30 | 420 | 395
2016-06-30 19:00 | 408 | 381
2016-06-30 19:30 | 431 | 405
2016-06-30 20:00 | 432 | 406
2016-06-30 20:30 | 447 | 423
2016-06-30 21:00 | 448 | 424
2016-06-30 21:30 | 437 | 412
2016-06-30 22:00 | 415 | 387
2016-06-30 22:30 | 406 | 377
2016-06-30 23:00 | 358 | 324
2016-06-30 23:30 | 295 | 247
2016-07-01 | 260 | 206
2016-07-01 00:30 | 258 | 202
2016-07-01 01:00 | 234 | 169
2016-07-01 01:30 | 230 | 158
2016-07-01 02:00 | 220 | 142
2016-07-01 02:30 | 204 | 108
2016-07-01 03:00 | 210 | 111
2016-07-01 03:30 | 208 | 110
2016-07-01 04:00 | 209 | 113
2016-07-01 04:30 | 206 | 107
2016-07-01 05:00 | 204 | 105
2016-07-01 05:30 | 216 | 134
2016-07-01 06:00 | 228 | 155
2016-07-01 06:30 | 302 | 252
2016-07-01 07:00 | 344 | 305
2016-07-01 07:30 | 348 | 311
2016-07-01 08:00 | 348 | 311
2016-07-01 08:30 | 353 | 316
2016-07-01 09:00 | 362 | 327
2016-07-01 09:30 | 314 | 272
2016-07-01 10:00 | 288 | 242
2016-07-01 10:30 | 271 | 221
2016-07-01 11:00 | 247 | 193
2016-07-01 11:30 | 239 | 184
2016-07-01 12:00 | 228 | 170
2016-07-01 12:30 | 221 | 162
2016-07-01 13:00 | 233 | 178
2016-07-01 13:30 | 237 | 184
2016-07-01 14:00 | 241 | 189
2016-07-01 14:30 | 251 | 198
2016-07-01 15:00 | 273 | 227
2016-07-01 15:30 | 259 | 209
2016-07-01 16:00 | 260 | 210
2016-07-01 16:30 | 324 | 286
2016-07-01 17:00 | 389 | 360
2016-07-01 17:30 | 400 | 373
2016-07-01 18:00 | 431 | 407
2016-07-01 18:30 | 432 | 408
2016-07-01 19:00 | 422 | 397
2016-07-01 19:30 | 404 | 376
2016-07-01 20:00 | 405 | 377
2016-07-01 20:30 | 412 | 384
2016-07-01 21:00 | 415 | 388
2016-07-01 21:30 | 391 | 361
2016-07-01 22:00 | 366 | 333
2016-07-01 22:30 | 337 | 300
2016-07-01 23:00 | 318 | 278
2016-07-01 23:30 | 311 | 270
2016-07-02 | 308 | 267
2016-07-02 00:30 | 291 | 248
2016-07-02 01:00 | 273 | 224
2016-07-02 01:30 | 256 | 196
2016-07-02 02:00 | 247 | 182
2016-07-02 02:30 | 225 | 153
2016-07-02 03:00 | 243 | 171
2016-07-02 03:30 | 241 | 168
2016-07-02 04:00 | 247 | 176
2016-07-02 04:30 | 248 | 178
2016-07-02 05:00 | 246 | 174
2016-07-02 05:30 | 247 | 177
2016-07-02 06:00 | 243 | 172
2016-07-02 06:30 | 269 | 210
2016-07-02 07:00 | 301 | 254
2016-07-02 07:30 | 329 | 288
2016-07-02 08:00 | 337 | 297
2016-07-02 08:30 | 356 | 318
2016-07-02 09:00 | 361 | 324
2016-07-02 09:30 | 310 | 265
2016-07-02 10:00 | 281 | 232
2016-07-02 10:30 | 274 | 223
2016-07-02 11:00 | 269 | 217
2016-07-02 11:30 | 262 | 208
2016-07-02 12:00 | 261 | 205
2016-07-02 12:30 | 251 | 193
2016-07-02 13:00 | 237 | 170
2016-07-02 13:30 | 224 | 151
2016-07-02 14:00 | 230 | 160
2016-07-02 14:30 | 243 | 178
2016-07-02 15:00 | 252 | 189
2016-07-02 15:30 | 266 | 207
2016-07-02 16:00 | 263 | 204
2016-07-02 16:30 | 323 | 279
2016-07-02 17:00 | 397 | 364
2016-07-02 17:30 | 418 | 390
2016-07-02 18:00 | 433 | 408
2016-07-02 18:30 | 418 | 391
2016-07-02 19:00 | 409 | 380
2016-07-02 19:30 | 415 | 387
2016-07-02 20:00 | 419 | 392
2016-07-02 20:30 | 370 | 336
2016-07-02 21:00 | 308 | 264
2016-07-02 21:30 | 303 | 259
2016-07-02 22:00 | 312 | 270
2016-07-02 22:30 | 340 | 301
2016-07-02 23:00 | 332 | 291
2016-07-02 23:30 | 323 | 280
2016-07-03 | 302 | 255
2016-07-03 00:30 | 287 | 236
2016-07-03 01:00 | 279 | 226
2016-07-03 01:30 | 259 | 200
2016-07-03 02:00 | 230 | 156
2016-07-03 02:30 | 231 | 150
2016-07-03 03:00 | 259 | 192
2016-07-03 03:30 | 260 | 192
2016-07-03 04:00 | 239 | 163
2016-07-03 04:30 | 232 | 155
2016-07-03 05:00 | 243 | 170
2016-07-03 05:30 | 252 | 181
2016-07-03 06:00 | 256 | 188
2016-07-03 06:30 | 277 | 218
2016-07-03 07:00 | 321 | 275
2016-07-03 07:30 | 332 | 288
2016-07-03 08:00 | 312 | 265
2016-07-03 08:30 | 303 | 257
2016-07-03 09:00 | 285 | 235
2016-07-03 09:30 | 300 | 253
2016-07-03 10:00 | 284 | 234
2016-07-03 10:30 | 253 | 196
2016-07-03 11:00 | 265 | 209
2016-07-03 11:30 | 272 | 218
2016-07-03 12:00 | 254 | 193
2016-07-03 12:30 | 248 | 180
2016-07-03 13:00 | 244 | 174
2016-07-03 13:30 | 239 | 171
2016-07-03 14:00 | 265 | 209
2016-07-03 14:30 | 270 | 215
2016-07-03 15:00 | 268 | 213
2016-07-03 15:30 | 275 | 221
2016-07-03 16:00 | 279 | 227
2016-07-03 16:30 | 294 | 246
2016-07-03 17:00 | 358 | 322
2016-07-03 17:30 | 424 | 399
2016-07-03 18:00 | 434 | 412
2016-07-03 18:30 | 433 | 411
2016-07-03 19:00 | 417 | 393
2016-07-03 19:30 | 431 | 408
2016-07-03 20:00 | 438 | 415
2016-07-03 20:30 | 405 | 380
2016-07-03 21:00 | 396 | 369
2016-07-03 21:30 | 400 | 371
2016-07-03 22:00 | 383 | 353
2016-07-03 22:30 | 355 | 323
2016-07-03 23:00 | 345 | 312
2016-07-03 23:30 | 366 | 335
2016-07-04 | 357 | 325
2016-07-04 00:30 | 322 | 285
2016-07-04 01:00 | 304 | 263
2016-07-04 01:30 | 294 | 249
2016-07-04 02:00 | 269 | 217
2016-07-04 02:30 | 246 | 181
2016-07-04 03:00 | 216 | 133
2016-07-04 03:30 | 201 | 111
2016-07-04 04:00 | 195 | 99
2016-07-04 04:30 | 202 | 109
2016-07-04 05:00 | 226 | 150
2016-07-04 05:30 | 265 | 206
2016-07-04 06:00 | 272 | 216
2016-07-04 06:30 | 310 | 265
2016-07-04 07:00 | 364 | 329
2016-07-04 07:30 | 393 | 362
2016-07-04 08:00 | 410 | 383
2016-07-04 08:30 | 397 | 370
2016-07-04 09:00 | 395 | 369
2016-07-04 09:30 | 341 | 315
2016-07-04 10:00 | 306 | 277
2016-07-04 10:30 | 286 | 252
2016-07-04 11:00 | 282 | 246
2016-07-04 11:30 | 263 | 220
2016-07-04 12:00 | 265 | 219
2016-07-04 12:30 | 269 | 223
2016-07-04 13:00 | 275 | 229
2016-07-04 13:30 | 275 | 230
2016-07-04 14:00 | 273 | 227
2016-07-04 14:30 | 281 | 237
2016-07-04 15:00 | 293 | 251
2016-07-04 15:30 | 299 | 257
2016-07-04 16:00 | 295 | 252
2016-07-04 16:30 | 303 | 261
2016-07-04 17:00 | 341 | 306
2016-07-04 17:30 | 388 | 359
2016-07-04 18:00 | 461 | 440
2016-07-04 18:30 | 475 | 454
2016-07-04 19:00 | 455 | 431
2016-07-04 19:30 | 434 | 409
2016-07-04 20:00 | 414 | 386
2016-07-04 20:30 | 420 | 392
2016-07-04 21:00 | 426 | 397
2016-07-04 21:30 | 391 | 357
2016-07-04 22:00 | 377 | 340
2016-07-04 22:30 | 327 | 281
2016-07-04 23:00 | 289 | 234
2016-07-04 23:30 | 288 | 233
2016-07-05 | 285 | 229
2016-07-05 00:30 | 262 | 197
2016-07-05 01:00 | 244 | 171
2016-07-05 01:30 | 228 | 150
2016-07-05 02:00 | 228 | 147
2016-07-05 02:30 | 241 | 162
2016-07-05 03:00 | 234 | 155
2016-07-05 03:30 | 239 | 163
2016-07-05 04:00 | 241 | 164
2016-07-05 04:30 | 244 | 167
2016-07-05 05:00 | 262 | 195
2016-07-05 05:30 | 308 | 254
2016-07-05 06:00 | 298 | 242
2016-07-05 06:30 | 308 | 256
2016-07-05 07:00 | 315 | 270
2016-07-05 07:30 | 337 | 297
2016-07-05 08:00 | 342 | 304
2016-07-05 08:30 | 363 | 330
2016-07-05 09:00 | 361 | 328
2016-07-05 09:30 | 376 | 346
2016-07-05 10:00 | 419 | 394
2016-07-05 10:30 | 426 | 402
2016-07-05 11:00 | 419 | 396
2016-07-05 11:30 | 395 | 371
2016-07-05 12:00 | 356 | 327
2016-07-05 12:30 | 351 | 320
2016-07-05 13:00 | 368 | 338
2016-07-05 13:30 | 354 | 322
2016-07-05 14:00 | 349 | 316
2016-07-05 14:30 | 354 | 323
2016-07-05 15:00 | 344 | 310
2016-07-05 15:30 | 360 | 329
2016-07-05 16:00 | 368 | 337
2016-07-05 16:30 | 384 | 355
2016-07-05 17:00 | 432 | 407
2016-07-05 17:30 | 508 | 488
2016-07-05 18:00 | 534 | 515
2016-07-05 18:30 | 510 | 489
2016-07-05 19:00 | 487 | 464
2016-07-05 19:30 | 446 | 420
2016-07-05 20:00 | 416 | 387
2016-07-05 20:30 | 457 | 432
2016-07-05 21:00 | 451 | 426
2016-07-05 21:30 | 437 | 410
2016-07-05 22:00 | 409 | 378
2016-07-05 22:30 | 424 | 396
2016-07-05 23:00 | 428 | 400
2016-07-05 23:30 | 435 | 407
2016-07-06 | 428 | 400
2016-07-06 00:30 | 360 | 323
2016-07-06 01:00 | 292 | 243
2016-07-06 01:30 | 253 | 190
2016-07-06 02:00 | 216 | 137
2016-07-06 02:30 | 211 | 123
2016-07-06 03:00 | 207 | 122
2016-07-06 03:30 | 205 | 119
2016-07-06 04:00 | 199 | 109
2016-07-06 04:30 | 201 | 117
2016-07-06 05:00 | 195 | 106
2016-07-06 05:30 | 211 | 134
2016-07-06 06:00 | 265 | 208
2016-07-06 06:30 | 305 | 260
2016-07-06 07:00 | 364 | 328
2016-07-06 07:30 | 325 | 289
2016-07-06 08:00 | 364 | 331
2016-07-06 08:30 | 378 | 347
2016-07-06 09:00 | 386 | 357
2016-07-06 09:30 | 393 | 364
2016-07-06 10:00 | 393 | 364
2016-07-06 10:30 | 402 | 373
2016-07-06 11:00 | 408 | 380
2016-07-06 11:30 | 374 | 342
2016-07-06 12:00 | 332 | 294
2016-07-06 12:30 | 331 | 294
2016-07-06 13:00 | 324 | 285
2016-07-06 13:30 | 333 | 296
2016-07-06 14:00 | 343 | 307
2016-07-06 14:30 | 382 | 351
2016-07-06 15:00 | 383 | 352
2016-07-06 15:30 | 392 | 363
2016-07-06 16:00 | 432 | 406
2016-07-06 16:30 | 457 | 433
2016-07-06 17:00 | 460 | 436
2016-07-06 17:30 | 504 | 483
2016-07-06 18:00 | 533 | 515
2016-07-06 18:30 | 569 | 555
2016-07-06 19:00 | 569 | 554
2016-07-06 19:30 | 539 | 521
2016-07-06 20:00 | 543 | 524
2016-07-06 20:30 | 543 | 525
2016-07-06 21:00 | 511 | 490
2016-07-06 21:30 | 450 | 425
2016-07-06 22:00 | 414 | 385
2016-07-06 22:30 | 398 | 367
2016-07-06 23:00 | 370 | 338
2016-07-06 23:30 | 361 | 327
2016-07-07 | 309 | 267
2016-07-07 00:30 | 288 | 243
2016-07-07 01:00 | 292 | 245
2016-07-07 01:30 | 292 | 241
2016-07-07 02:00 | 277 | 223
2016-07-07 02:30 | 289 | 238
2016-07-07 03:00 | 293 | 242
2016-07-07 03:30 | 293 | 242
2016-07-07 04:00 | 297 | 247
2016-07-07 04:30 | 289 | 238
2016-07-07 05:00 | 306 | 259
2016-07-07 05:30 | 325 | 281
2016-07-07 06:00 | 333 | 291
2016-07-07 06:30 | 342 | 303
2016-07-07 07:00 | 354 | 321
2016-07-07 07:30 | 363 | 333
2016-07-07 08:00 | 385 | 357
2016-07-07 08:30 | 421 | 396
2016-07-07 09:00 | 407 | 382
2016-07-07 09:30 | 395 | 368
2016-07-07 10:00 | 366 | 336
2016-07-07 10:30 | 380 | 352
2016-07-07 11:00 | 369 | 340
2016-07-07 11:30 | 363 | 332
2016-07-07 12:00 | 354 | 323
2016-07-07 12:30 | 351 | 320
2016-07-07 13:00 | 343 | 310
2016-07-07 13:30 | 343 | 310
2016-07-07 14:00 | 332 | 297
2016-07-07 14:30 | 344 | 310
2016-07-07 15:00 | 355 | 323
2016-07-07 15:30 | 342 | 309
2016-07-07 16:00 | 333 | 299
2016-07-07 16:30 | 365 | 335
2016-07-07 17:00 | 387 | 359
2016-07-07 17:30 | 392 | 368
2016-07-07 18:00 | 426 | 407
2016-07-07 18:30 | 445 | 427
2016-07-07 19:00 | 403 | 380
2016-07-07 19:30 | 386 | 361
2016-07-07 20:00 | 425 | 401
2016-07-07 20:30 | 446 | 423
2016-07-07 21:00 | 438 | 415
2016-07-07 21:30 | 419 | 393
2016-07-07 22:00 | 380 | 350
2016-07-07 22:30 | 368 | 335
2016-07-07 23:00 | 341 | 305
2016-07-07 23:30 | 341 | 303
2016-07-08 | 295 | 251
2016-07-08 00:30 | 283 | 236
2016-07-08 01:00 | 274 | 217
2016-07-08 01:30 | 287 | 234
2016-07-08 02:00 | 310 | 263
2016-07-08 02:30 | 292 | 240
2016-07-08 03:00 | 263 | 204
2016-07-08 03:30 | 232 | 161
2016-07-08 04:00 | 228 | 158
2016-07-08 04:30 | 231 | 161
2016-07-08 05:00 | 227 | 155
2016-07-08 05:30 | 272 | 215
2016-07-08 06:00 | 276 | 221
2016-07-08 06:30 | 282 | 234
2016-07-08 07:00 | 321 | 282
2016-07-08 07:30 | 349 | 316
2016-07-08 08:00 | 360 | 332
2016-07-08 08:30 | 368 | 341
2016-07-08 09:00 | 377 | 350
2016-07-08 09:30 | 349 | 320
2016-07-08 10:00 | 359 | 329
2016-07-08 10:30 | 356 | 325
2016-07-08 11:00 | 339 | 306
2016-07-08 11:30 | 327 | 289
2016-07-08 12:00 | 321 | 283
2016-07-08 12:30 | 321 | 283
2016-07-08 13:00 | 327 | 289
2016-07-08 13:30 | 326 | 288
2016-07-08 14:00 | 332 | 295
2016-07-08 14:30 | 326 | 288
2016-07-08 15:00 | 327 | 290
2016-07-08 15:30 | 321 | 283
2016-07-08 16:00 | 320 | 282
2016-07-08 16:30 | 317 | 279
2016-07-08 17:00 | 358 | 327
2016-07-08 17:30 | 366 | 336
2016-07-08 18:00 | 374 | 344
2016-07-08 18:30 | 371 | 341
2016-07-08 19:00 | 360 | 328
2016-07-08 19:30 | 365 | 334
2016-07-08 20:00 | 371 | 339
2016-07-08 20:30 | 381 | 350
2016-07-08 21:00 | 374 | 342
2016-07-08 21:30 | 353 | 318
2016-07-08 22:00 | 320 | 282
2016-07-08 22:30 | 282 | 236
2016-07-08 23:00 | 291 | 248
2016-07-08 23:30 | 288 | 244
2016-07-09 | 271 | 223
2016-07-09 00:30 | 265 | 212
2016-07-09 01:00 | 248 | 189
2016-07-09 01:30 | 244 | 183
2016-07-09 02:00 | 258 | 197
2016-07-09 02:30 | 244 | 180
2016-07-09 03:00 | 236 | 167
2016-07-09 03:30 | 234 | 163
2016-07-09 04:00 | 227 | 155
2016-07-09 04:30 | 236 | 169
2016-07-09 05:00 | 265 | 207
2016-07-09 05:30 | 279 | 224
2016-07-09 06:00 | 264 | 206
2016-07-09 06:30 | 254 | 196
2016-07-09 07:00 | 259 | 206
2016-07-09 07:30 | 318 | 279
2016-07-09 08:00 | 372 | 343
2016-07-09 08:30 | 395 | 368
2016-07-09 09:00 | 390 | 363
2016-07-09 09:30 | 389 | 361
2016-07-09 10:00 | 388 | 360
2016-07-09 10:30 | 388 | 360
2016-07-09 11:00 | 373 | 343
2016-07-09 11:30 | 334 | 299
2016-07-09 12:00 | 315 | 276
2016-07-09 12:30 | 284 | 240
2016-07-09 13:00 | 276 | 230
2016-07-09 13:30 | 283 | 238
2016-07-09 14:00 | 296 | 254
2016-07-09 14:30 | 306 | 266
2016-07-09 15:00 | 288 | 244
2016-07-09 15:30 | 291 | 247
2016-07-09 16:00 | 294 | 252
2016-07-09 16:30 | 299 | 258
2016-07-09 17:00 | 352 | 320
2016-07-09 17:30 | 357 | 326
2016-07-09 18:00 | 355 | 324
2016-07-09 18:30 | 346 | 314
2016-07-09 19:00 | 343 | 311
2016-07-09 19:30 | 346 | 313
2016-07-09 20:00 | 314 | 276
2016-07-09 20:30 | 304 | 265
2016-07-09 21:00 | 313 | 276
2016-07-09 21:30 | 306 | 266
2016-07-09 22:00 | 307 | 269
2016-07-09 22:30 | 303 | 264
2016-07-09 23:00 | 299 | 260
2016-07-09 23:30 | 301 | 262
2016-07-10 | 285 | 242
2016-07-10 00:30 | 251 | 197
2016-07-10 01:00 | 234 | 173
2016-07-10 01:30 | 232 | 170
2016-07-10 02:00 | 239 | 179
2016-07-10 02:30 | 234 | 171
2016-07-10 03:00 | 224 | 145
2016-07-10 03:30 | 232 | 156
2016-07-10 04:00 | 244 | 174
2016-07-10 04:30 | 251 | 183
2016-07-10 05:00 | 259 | 194
2016-07-10 05:30 | 273 | 211
2016-07-10 06:00 | 277 | 218
2016-07-10 06:30 | 272 | 211
2016-07-10 07:00 | 276 | 222
2016-07-10 07:30 | 279 | 231
2016-07-10 08:00 | 275 | 230
2016-07-10 08:30 | 267 | 224
2016-07-10 09:00 | 276 | 233
2016-07-10 09:30 | 270 | 226
2016-07-10 10:00 | 276 | 234
2016-07-10 10:30 | 273 | 230
2016-07-10 11:00 | 271 | 228
2016-07-10 11:30 | 265 | 219
2016-07-10 12:00 | 261 | 216
2016-07-10 12:30 | 261 | 214
2016-07-10 13:00 | 253 | 199
2016-07-10 13:30 | 255 | 201
2016-07-10 14:00 | 258 | 206
2016-07-10 14:30 | 247 | 192
2016-07-10 15:00 | 249 | 193
2016-07-10 15:30 | 264 | 212
2016-07-10 16:00 | 281 | 234
2016-07-10 16:30 | 283 | 236
2016-07-10 17:00 | 285 | 240
2016-07-10 17:30 | 264 | 215
2016-07-10 18:00 | 262 | 212
2016-07-10 18:30 | 263 | 215
2016-07-10 19:00 | 273 | 225
2016-07-10 19:30 | 284 | 238
2016-07-10 20:00 | 280 | 231
2016-07-10 20:30 | 294 | 244
2016-07-10 21:00 | 295 | 246
2016-07-10 21:30 | 282 | 231
2016-07-10 22:00 | 279 | 228
2016-07-10 22:30 | 263 | 210
2016-07-10 23:00 | 255 | 199
2016-07-10 23:30 | 260 | 206
2016-07-11 | 252 | 196
2016-07-11 00:30 | 252 | 194
2016-07-11 01:00 | 254 | 194
2016-07-11 01:30 | 259 | 202
2016-07-11 02:00 | 255 | 196
2016-07-11 02:30 | 250 | 186
2016-07-11 03:00 | 209 | 122
2016-07-11 03:30 | 185 | 74
2016-07-11 04:00 | 184 | 60
2016-07-11 04:30 | 192 | 75
2016-07-11 05:00 | 224 | 139
2016-07-11 05:30 | 249 | 180
2016-07-11 06:00 | 260 | 198
2016-07-11 06:30 | 266 | 211
2016-07-11 07:00 | 298 | 255
2016-07-11 07:30 | 325 | 288
2016-07-11 08:00 | 361 | 328
2016-07-11 08:30 | 358 | 325
2016-07-11 09:00 | 354 | 320
2016-07-11 09:30 | 363 | 330
2016-07-11 10:00 | 363 | 330
2016-07-11 10:30 | 318 | 277
2016-07-11 11:00 | 295 | 250
2016-07-11 11:30 | 301 | 259
2016-07-11 12:00 | 303 | 260
2016-07-11 12:30 | 278 | 230
2016-07-11 13:00 | 259 | 206
2016-07-11 13:30 | 270 | 219
2016-07-11 14:00 | 265 | 213
2016-07-11 14:30 | 270 | 220
2016-07-11 15:00 | 278 | 229
2016-07-11 15:30 | 276 | 226
2016-07-11 16:00 | 262 | 210
2016-07-11 16:30 | 264 | 213
2016-07-11 17:00 | 310 | 267
2016-07-11 17:30 | 389 | 359
2016-07-11 18:00 | 425 | 402
2016-07-11 18:30 | 430 | 407
2016-07-11 19:00 | 432 | 408
2016-07-11 19:30 | 375 | 345
2016-07-11 20:00 | 367 | 336
2016-07-11 20:30 | 363 | 331
2016-07-11 21:00 | 338 | 304
2016-07-11 21:30 | 294 | 249
2016-07-11 22:00 | 260 | 206
2016-07-11 22:30 | 255 | 201
2016-07-11 23:00 | 234 | 175
2016-07-11 23:30 | 229 | 166
2016-07-12 | 234 | 172
2016-07-12 00:30 | 236 | 175
2016-07-12 01:00 | 231 | 167
2016-07-12 01:30 | 241 | 175
2016-07-12 02:00 | 240 | 173
2016-07-12 02:30 | 240 | 168
2016-07-12 03:00 | 229 | 149
2016-07-12 03:30 | 236 | 154
2016-07-12 04:00 | 234 | 150
2016-07-12 04:30 | 237 | 154
2016-07-12 05:00 | 251 | 175
2016-07-12 05:30 | 257 | 185
2016-07-12 06:00 | 262 | 193
2016-07-12 06:30 | 257 | 195
2016-07-12 07:00 | 292 | 242
2016-07-12 07:30 | 315 | 272
2016-07-12 08:00 | 333 | 295
2016-07-12 08:30 | 311 | 272
2016-07-12 09:00 | 304 | 263
2016-07-12 09:30 | 291 | 249
2016-07-12 10:00 | 268 | 224
2016-07-12 10:30 | 255 | 209
2016-07-12 11:00 | 255 | 211
2016-07-12 11:30 | 249 | 206
2016-07-12 12:00 | 243 | 198
2016-07-12 12:30 | 220 | 171
2016-07-12 13:00 | 224 | 178
2016-07-12 13:30 | 230 | 185
2016-07-12 14:00 | 231 | 187
2016-07-12 14:30 | 226 | 180
2016-07-12 15:00 | 230 | 185
2016-07-12 15:30 | 223 | 177
2016-07-12 16:00 | 222 | 178
2016-07-12 16:30 | 213 | 167
2016-07-12 17:00 | 284 | 252
2016-07-12 17:30 | 336 | 310
2016-07-12 18:00 | 365 | 341
2016-07-12 18:30 | 370 | 342
2016-07-12 19:00 | 356 | 326
2016-07-12 19:30 | 331 | 297
2016-07-12 20:00 | 335 | 301
2016-07-12 20:30 | 343 | 310
2016-07-12 21:00 | 333 | 298
2016-07-12 21:30 | 293 | 253
2016-07-12 22:00 | 253 | 205
2016-07-12 22:30 | 250 | 198
2016-07-12 23:00 | 229 | 173
2016-07-12 23:30 | 223 | 157
2016-07-13 | 221 | 156
2016-07-13 00:30 | 220 | 152
2016-07-13 01:00 | 220 | 150
2016-07-13 01:30 | 221 | 152
2016-07-13 02:00 | 227 | 154
2016-07-13 02:30 | 221 | 145
2016-07-13 03:00 | 216 | 135
2016-07-13 03:30 | 214 | 128
2016-07-13 04:00 | 220 | 131
2016-07-13 04:30 | 224 | 137
2016-07-13 05:00 | 238 | 159
2016-07-13 05:30 | 247 | 173
2016-07-13 06:00 | 256 | 187
2016-07-13 06:30 | 273 | 213
2016-07-13 07:00 | 289 | 236
2016-07-13 07:30 | 303 | 260
2016-07-13 08:00 | 323 | 284
2016-07-13 08:30 | 332 | 295
2016-07-13 09:00 | 332 | 296
2016-07-13 09:30 | 336 | 301
2016-07-13 10:00 | 330 | 296
2016-07-13 10:30 | 311 | 273
2016-07-13 11:00 | 296 | 257
2016-07-13 11:30 | 278 | 235
2016-07-13 12:00 | 271 | 227
2016-07-13 12:30 | 270 | 226
2016-07-13 13:00 | 283 | 242
2016-07-13 13:30 | 291 | 250
2016-07-13 14:00 | 299 | 259
2016-07-13 14:30 | 286 | 247
2016-07-13 15:00 | 295 | 253
2016-07-13 15:30 | 308 | 269
2016-07-13 16:00 | 300 | 261
2016-07-13 16:30 | 298 | 256
2016-07-13 17:00 | 318 | 280
2016-07-13 17:30 | 359 | 324
2016-07-13 18:00 | 421 | 394
2016-07-13 18:30 | 435 | 409
2016-07-13 19:00 | 411 | 383
2016-07-13 19:30 | 411 | 382
2016-07-13 20:00 | 411 | 382
2016-07-13 20:30 | 427 | 399
2016-07-13 21:00 | 411 | 380
2016-07-13 21:30 | 398 | 365
2016-07-13 22:00 | 365 | 327
2016-07-13 22:30 | 326 | 283
2016-07-13 23:00 | 316 | 272
2016-07-13 23:30 | 307 | 260
2016-07-14 | 300 | 251
2016-07-14 00:30 | 288 | 237
2016-07-14 01:00 | 283 | 230
2016-07-14 01:30 | 281 | 228
2016-07-14 02:00 | 284 | 229
2016-07-14 02:30 | 279 | 223
2016-07-14 03:00 | 268 | 210
2016-07-14 03:30 | 265 | 207
2016-07-14 04:00 | 267 | 209
2016-07-14 04:30 | 278 | 223
2016-07-14 05:00 | 287 | 233
2016-07-14 05:30 | 293 | 241
2016-07-14 06:00 | 297 | 246
2016-07-14 06:30 | 317 | 272
2016-07-14 07:00 | 380 | 346
2016-07-14 07:30 | 481 | 459
2016-07-14 08:00 | 510 | 493
2016-07-14 08:30 | 538 | 526
2016-07-14 09:00 | 479 | 462
2016-07-14 09:30 | 377 | 351
2016-07-14 10:00 | 392 | 369
2016-07-14 10:30 | 362 | 336
2016-07-14 11:00 | 308 | 277
2016-07-14 11:30 | 293 | 259
2016-07-14 12:00 | 290 | 256
2016-07-14 12:30 | 283 | 247
2016-07-14 13:00 | 286 | 252
2016-07-14 13:30 | 285 | 251
2016-07-14 14:00 | 285 | 251
2016-07-14 14:30 | 289 | 255
2016-07-14 15:00 | 297 | 264
2016-07-14 15:30 | 296 | 263
2016-07-14 16:00 | 296 | 264
2016-07-14 16:30 | 297 | 265
2016-07-14 17:00 | 294 | 262
2016-07-14 17:30 | 381 | 359
2016-07-14 18:00 | 449 | 433
2016-07-14 18:30 | 417 | 398
2016-07-14 19:00 | 406 | 386
2016-07-14 19:30 | 402 | 381
2016-07-14 20:00 | 413 | 392
2016-07-14 20:30 | 431 | 410
2016-07-14 21:00 | 401 | 374
2016-07-14 21:30 | 387 | 358
2016-07-14 22:00 | 349 | 315
2016-07-14 22:30 | 318 | 278
2016-07-14 23:00 | 282 | 236
2016-07-14 23:30 | 267 | 224
2016-07-15 | 250 | 206
2016-07-15 00:30 | 234 | 184
2016-07-15 01:00 | 238 | 181
2016-07-15 01:30 | 235 | 177
2016-07-15 02:00 | 242 | 185
2016-07-15 02:30 | 231 | 171
2016-07-15 03:00 | 222 | 159
2016-07-15 03:30 | 217 | 143
2016-07-15 04:00 | 217 | 143
2016-07-15 04:30 | 216 | 141
2016-07-15 05:00 | 217 | 142
2016-07-15 05:30 | 242 | 182
2016-07-15 06:00 | 250 | 196
2016-07-15 06:30 | 274 | 229
2016-07-15 07:00 | 309 | 272
2016-07-15 07:30 | 333 | 302
2016-07-15 08:00 | 331 | 299
2016-07-15 08:30 | 319 | 286
2016-07-15 09:00 | 308 | 274
2016-07-15 09:30 | 312 | 279
2016-07-15 10:00 | 298 | 264
2016-07-15 10:30 | 291 | 255
2016-07-15 11:00 | 283 | 245
2016-07-15 11:30 | 262 | 221
2016-07-15 12:00 | 256 | 214
2016-07-15 12:30 | 251 | 209
2016-07-15 13:00 | 240 | 196
2016-07-15 13:30 | 246 | 202
2016-07-15 14:00 | 246 | 202
2016-07-15 14:30 | 243 | 198
2016-07-15 15:00 | 246 | 202
2016-07-15 15:30 | 250 | 207
2016-07-15 16:00 | 256 | 214
2016-07-15 16:30 | 265 | 226
2016-07-15 17:00 | 333 | 304
2016-07-15 17:30 | 351 | 324
2016-07-15 18:00 | 377 | 352
2016-07-15 18:30 | 361 | 334
2016-07-15 19:00 | 358 | 330
2016-07-15 19:30 | 367 | 341
2016-07-15 20:00 | 366 | 339
2016-07-15 20:30 | 379 | 351
2016-07-15 21:00 | 377 | 349
2016-07-15 21:30 | 354 | 324
2016-07-15 22:00 | 344 | 313
2016-07-15 22:30 | 310 | 275
2016-07-15 23:00 | 292 | 254
2016-07-15 23:30 | 272 | 231
2016-07-16 | 234 | 185
2016-07-16 00:30 | 225 | 172
2016-07-16 01:00 | 227 | 171
2016-07-16 01:30 | 234 | 170
2016-07-16 02:00 | 219 | 149
2016-07-16 02:30 | 209 | 134
2016-07-16 03:00 | 201 | 116
2016-07-16 03:30 | 200 | 113
2016-07-16 04:00 | 201 | 111
2016-07-16 04:30 | 204 | 117
2016-07-16 05:00 | 213 | 133
2016-07-16 05:30 | 221 | 146
2016-07-16 06:00 | 234 | 163
2016-07-16 06:30 | 255 | 199
2016-07-16 07:00 | 265 | 212
2016-07-16 07:30 | 246 | 195
2016-07-16 08:00 | 244 | 197
2016-07-16 08:30 | 256 | 215
2016-07-16 09:00 | 265 | 224
2016-07-16 09:30 | 272 | 233
2016-07-16 10:00 | 250 | 207
2016-07-16 10:30 | 255 | 213
2016-07-16 11:00 | 230 | 183
2016-07-16 11:30 | 230 | 182
2016-07-16 12:00 | 233 | 185
2016-07-16 12:30 | 238 | 195
2016-07-16 13:00 | 227 | 183
2016-07-16 13:30 | 234 | 191
2016-07-16 14:00 | 241 | 199
2016-07-16 14:30 | 252 | 211
2016-07-16 15:00 | 258 | 218
2016-07-16 15:30 | 261 | 223
2016-07-16 16:00 | 272 | 237
2016-07-16 16:30 | 257 | 220
2016-07-16 17:00 | 257 | 219
2016-07-16 17:30 | 283 | 250
2016-07-16 18:00 | 327 | 301
2016-07-16 18:30 | 291 | 261
2016-07-16 19:00 | 279 | 257
2016-07-16 19:30 | 274 | 251
2016-07-16 20:00 | 295 | 274
2016-07-16 20:30 | 288 | 265
2016-07-16 21:00 | 271 | 246
2016-07-16 21:30 | 275 | 250
2016-07-16 22:00 | 286 | 261
2016-07-16 22:30 | 268 | 238
2016-07-16 23:00 | 263 | 233
2016-07-16 23:30 | 254 | 221
2016-07-17 | 236 | 200
2016-07-17 00:30 | 222 | 174
2016-07-17 01:00 | 216 | 161
2016-07-17 01:30 | 229 | 176
2016-07-17 02:00 | 237 | 186
2016-07-17 02:30 | 238 | 187
2016-07-17 03:00 | 232 | 180
2016-07-17 03:30 | 231 | 174
2016-07-17 04:00 | 209 | 148
2016-07-17 04:30 | 188 | 113
2016-07-17 05:00 | 184 | 108
2016-07-17 05:30 | 195 | 126
2016-07-17 06:00 | 219 | 159
2016-07-17 06:30 | 231 | 172
2016-07-17 07:00 | 230 | 169
2016-07-17 07:30 | 235 | 179
2016-07-17 08:00 | 250 | 207
2016-07-17 08:30 | 266 | 227
2016-07-17 09:00 | 274 | 237
2016-07-17 09:30 | 272 | 235
2016-07-17 10:00 | 274 | 238
2016-07-17 10:30 | 276 | 240
2016-07-17 11:00 | 253 | 213
2016-07-17 11:30 | 225 | 178
2016-07-17 12:00 | 222 | 175
2016-07-17 12:30 | 216 | 168
2016-07-17 13:00 | 207 | 157
2016-07-17 13:30 | 198 | 142
2016-07-17 14:00 | 211 | 156
2016-07-17 14:30 | 206 | 154
2016-07-17 15:00 | 210 | 154
2016-07-17 15:30 | 213 | 158
2016-07-17 16:00 | 241 | 194
2016-07-17 16:30 | 268 | 226
2016-07-17 17:00 | 280 | 240
2016-07-17 17:30 | 295 | 259
2016-07-17 18:00 | 325 | 293
2016-07-17 18:30 | 330 | 299
2016-07-17 19:00 | 316 | 282
2016-07-17 19:30 | 289 | 250
2016-07-17 20:00 | 287 | 247
2016-07-17 20:30 | 283 | 242
2016-07-17 21:00 | 302 | 264
2016-07-17 21:30 | 290 | 249
2016-07-17 22:00 | 290 | 246
2016-07-17 22:30 | 255 | 198
2016-07-17 23:00 | 230 | 162
2016-07-17 23:30 | 234 | 163
2016-07-18 | 222 | 144
2016-07-18 00:30 | 223 | 143
2016-07-18 01:00 | 222 | 142
2016-07-18 01:30 | 216 | 130
2016-07-18 02:00 | 212 | 122
2016-07-18 02:30 | 207 | 114
2016-07-18 03:00 | 206 | 112
2016-07-18 03:30 | 200 | 101
2016-07-18 04:00 | 201 | 103
2016-07-18 04:30 | 209 | 119
2016-07-18 05:00 | 227 | 153
2016-07-18 05:30 | 229 | 160
2016-07-18 06:00 | 232 | 165
2016-07-18 06:30 | 247 | 187
2016-07-18 07:00 | 266 | 214
2016-07-18 07:30 | 271 | 221
2016-07-18 08:00 | 274 | 226
2016-07-18 08:30 | 277 | 231
2016-07-18 09:00 | 269 | 220
2016-07-18 09:30 | 268 | 220
2016-07-18 10:00 | 285 | 239
2016-07-18 10:30 | 272 | 223
2016-07-18 11:00 | 262 | 212
2016-07-18 11:30 | 275 | 227
2016-07-18 12:00 | 268 | 220
2016-07-18 12:30 | 270 | 222
2016-07-18 13:00 | 253 | 201
2016-07-18 13:30 | 252 | 200
2016-07-18 14:00 | 253 | 203
2016-07-18 14:30 | 262 | 212
2016-07-18 15:00 | 269 | 219
2016-07-18 15:30 | 274 | 226
2016-07-18 16:00 | 272 | 222
2016-07-18 16:30 | 305 | 261
2016-07-18 17:00 | 338 | 299
2016-07-18 17:30 | 345 | 313
2016-07-18 18:00 | 374 | 345
2016-07-18 18:30 | 365 | 335
2016-07-18 19:00 | 367 | 337
2016-07-18 19:30 | 363 | 331
2016-07-18 20:00 | 342 | 307
2016-07-18 20:30 | 338 | 301
2016-07-18 21:00 | 333 | 294
2016-07-18 21:30 | 335 | 294
2016-07-18 22:00 | 340 | 295
2016-07-18 22:30 | 331 | 286
2016-07-18 23:00 | 319 | 273
2016-07-18 23:30 | 290 | 236
2016-07-19 | 269 | 210
2016-07-19 00:30 | 283 | 227
2016-07-19 01:00 | 291 | 237
2016-07-19 01:30 | 286 | 230
2016-07-19 02:00 | 286 | 229
2016-07-19 02:30 | 287 | 230
2016-07-19 03:00 | 288 | 232
2016-07-19 03:30 | 280 | 222
2016-07-19 04:00 | 284 | 226
2016-07-19 04:30 | 283 | 225
2016-07-19 05:00 | 283 | 226
2016-07-19 05:30 | 287 | 231
2016-07-19 06:00 | 277 | 219
2016-07-19 06:30 | 250 | 188
2016-07-19 07:00 | 267 | 217
2016-07-19 07:30 | 281 | 245
2016-07-19 08:00 | 277 | 240
2016-07-19 08:30 | 284 | 248
2016-07-19 09:00 | 292 | 257
2016-07-19 09:30 | 296 | 262
2016-07-19 10:00 | 302 | 268
2016-07-19 10:30 | 298 | 263
2016-07-19 11:00 | 290 | 254
2016-07-19 11:30 | 275 | 238
2016-07-19 12:00 | 286 | 250
2016-07-19 12:30 | 279 | 239
2016-07-19 13:00 | 274 | 231
2016-07-19 13:30 | 264 | 219
2016-07-19 14:00 | 269 | 224
2016-07-19 14:30 | 283 | 240
2016-07-19 15:00 | 289 | 247
2016-07-19 15:30 | 289 | 247
2016-07-19 16:00 | 305 | 266
2016-07-19 16:30 | 317 | 279
2016-07-19 17:00 | 351 | 318
2016-07-19 17:30 | 370 | 339
2016-07-19 18:00 | 375 | 346
2016-07-19 18:30 | 377 | 347
2016-07-19 19:00 | 381 | 349
2016-07-19 19:30 | 370 | 337
2016-07-19 20:00 | 368 | 333
2016-07-19 20:30 | 370 | 332
2016-07-19 21:00 | 359 | 320
2016-07-19 21:30 | 331 | 288
2016-07-19 22:00 | 299 | 250
2016-07-19 22:30 | 297 | 248
2016-07-19 23:00 | 278 | 225
2016-07-19 23:30 | 272 | 218
2016-07-20 | 276 | 220
2016-07-20 00:30 | 276 | 221
2016-07-20 01:00 | 278 | 218
2016-07-20 01:30 | 267 | 201
2016-07-20 02:00 | 278 | 212
2016-07-20 02:30 | 265 | 195
2016-07-20 03:00 | 249 | 174
2016-07-20 03:30 | 241 | 162
2016-07-20 04:00 | 240 | 160
2016-07-20 04:30 | 250 | 175
2016-07-20 05:00 | 261 | 191
2016-07-20 05:30 | 274 | 208
2016-07-20 06:00 | 265 | 198
2016-07-20 06:30 | 285 | 225
2016-07-20 07:00 | 329 | 281
2016-07-20 07:30 | 363 | 326
2016-07-20 08:00 | 321 | 272
2016-07-20 08:30 | 301 | 247
2016-07-20 09:00 | 285 | 230
2016-07-20 09:30 | 274 | 215
2016-07-20 10:00 | 274 | 214
2016-07-20 10:30 | 286 | 229
2016-07-20 11:00 | 285 | 229
2016-07-20 11:30 | 278 | 220
2016-07-20 12:00 | 261 | 199
2016-07-20 12:30 | 240 | 171
2016-07-20 13:00 | 239 | 170
2016-07-20 13:30 | 236 | 166
2016-07-20 14:00 | 253 | 191
2016-07-20 14:30 | 264 | 204
2016-07-20 15:00 | 258 | 198
2016-07-20 15:30 | 295 | 250
2016-07-20 16:00 | 269 | 211
2016-07-20 16:30 | 294 | 242
2016-07-20 17:00 | 333 | 290
2016-07-20 17:30 | 353 | 311
2016-07-20 18:00 | 363 | 325
2016-07-20 18:30 | 355 | 316
2016-07-20 19:00 | 335 | 292
2016-07-20 19:30 | 323 | 276
2016-07-20 20:00 | 311 | 264
2016-07-20 20:30 | 317 | 268
2016-07-20 21:00 | 326 | 279
2016-07-20 21:30 | 291 | 235
2016-07-20 22:00 | 281 | 224
2016-07-20 22:30 | 298 | 246
2016-07-20 23:00 | 266 | 204
2016-07-20 23:30 | 242 | 174
2016-07-21 | 222 | 145
2016-07-21 00:30 | 219 | 140
2016-07-21 01:00 | 221 | 141
2016-07-21 01:30 | 203 | 109
2016-07-21 02:00 | 187 | 86
2016-07-21 02:30 | 174 | 60
2016-07-21 03:00 | 167 | 41
2016-07-21 03:30 | 163 | 32
2016-07-21 04:00 | 171 | 55
2016-07-21 04:30 | 182 | 69
2016-07-21 05:00 | 186 | 82
2016-07-21 05:30 | 186 | 84
2016-07-21 06:00 | 186 | 84
2016-07-21 06:30 | 217 | 137
2016-07-21 07:00 | 259 | 201
2016-07-21 07:30 | 277 | 226
2016-07-21 08:00 | 275 | 224
2016-07-21 08:30 | 274 | 222
2016-07-21 09:00 | 261 | 208
2016-07-21 09:30 | 268 | 216
2016-07-21 10:00 | 253 | 196
2016-07-21 10:30 | 249 | 191
2016-07-21 11:00 | 246 | 188
2016-07-21 11:30 | 224 | 159
2016-07-21 12:00 | 220 | 153
2016-07-21 12:30 | 219 | 151
2016-07-21 13:00 | 216 | 149
2016-07-21 13:30 | 212 | 147
2016-07-21 14:00 | 207 | 141
2016-07-21 14:30 | 203 | 134
2016-07-21 15:00 | 211 | 147
2016-07-21 15:30 | 220 | 159
2016-07-21 16:00 | 224 | 165
2016-07-21 16:30 | 241 | 186
2016-07-21 17:00 | 271 | 223
2016-07-21 17:30 | 281 | 235
2016-07-21 18:00 | 295 | 254
2016-07-21 18:30 | 310 | 270
2016-07-21 19:00 | 296 | 253
2016-07-21 19:30 | 279 | 232
2016-07-21 20:00 | 269 | 219
2016-07-21 20:30 | 280 | 231
2016-07-21 21:00 | 295 | 245
2016-07-21 21:30 | 299 | 251
2016-07-21 22:00 | 279 | 225
2016-07-21 22:30 | 263 | 206
2016-07-21 23:00 | 238 | 173
2016-07-21 23:30 | 224 | 151
2016-07-22 | 200 | 113
2016-07-22 00:30 | 195 | 100
2016-07-22 01:00 | 191 | 96
2016-07-22 01:30 | 192 | 89
2016-07-22 02:00 | 192 | 90
2016-07-22 02:30 | 182 | 73
2016-07-22 03:00 | 171 | 45
2016-07-22 03:30 | 161 | 12
2016-07-22 04:00 | 163 | 7
2016-07-22 04:30 | 159 | 11
2016-07-22 05:00 | 162 | 17
2016-07-22 05:30 | 171 | 53
2016-07-22 06:00 | 170 | 49
2016-07-22 06:30 | 190 | 93
2016-07-22 07:00 | 226 | 153
2016-07-22 07:30 | 254 | 198
2016-07-22 08:00 | 264 | 211
2016-07-22 08:30 | 258 | 205
2016-07-22 09:00 | 249 | 194
2016-07-22 09:30 | 246 | 190
2016-07-22 10:00 | 218 | 149
2016-07-22 10:30 | 209 | 139
2016-07-22 11:00 | 198 | 124
2016-07-22 11:30 | 195 | 119
2016-07-22 12:00 | 185 | 104
2016-07-22 12:30 | 186 | 105
2016-07-22 13:00 | 197 | 123
2016-07-22 13:30 | 207 | 138
2016-07-22 14:00 | 187 | 108
2016-07-22 14:30 | 182 | 97
2016-07-22 15:00 | 186 | 106
2016-07-22 15:30 | 194 | 117
2016-07-22 16:00 | 205 | 134
2016-07-22 16:30 | 221 | 157
2016-07-22 17:00 | 237 | 180
2016-07-22 17:30 | 241 | 187
2016-07-22 18:00 | 247 | 195
2016-07-22 18:30 | 237 | 183
2016-07-22 19:00 | 204 | 135
2016-07-22 19:30 | 184 | 100
2016-07-22 20:00 | 197 | 120
2016-07-22 20:30 | 197 | 119
2016-07-22 21:00 | 199 | 121
2016-07-22 21:30 | 208 | 132
2016-07-22 22:00 | 211 | 133
2016-07-22 22:30 | 188 | 95
2016-07-22 23:00 | 182 | 82
2016-07-22 23:30 | 181 | 78
2016-07-23 | 168 | 59
2016-07-23 00:30 | 165 | 42
2016-07-23 01:00 | 165 | 42
2016-07-23 01:30 | 161 | 34
2016-07-23 02:00 | 163 | 28
2016-07-23 02:30 | 162 | 25
2016-07-23 03:00 | 165 | 13
2016-07-23 03:30 | 168 | 3
2016-07-23 04:00 | 167 | 12
2016-07-23 04:30 | 169 | 18
2016-07-23 05:00 | 167 | 15
2016-07-23 05:30 | 178 | 62
2016-07-23 06:00 | 179 | 62
2016-07-23 06:30 | 178 | 70
2016-07-23 07:00 | 191 | 97
2016-07-23 07:30 | 189 | 93
2016-07-23 08:00 | 199 | 114
2016-07-23 08:30 | 193 | 114
2016-07-23 09:00 | 175 | 87
2016-07-23 09:30 | 179 | 91
2016-07-23 10:00 | 181 | 98
2016-07-23 10:30 | 166 | 74
2016-07-23 11:00 | 158 | 57
2016-07-23 11:30 | 155 | 37
2016-07-23 12:00 | 149 | 32
2016-07-23 12:30 | 149 | 23
2016-07-23 13:00 | 153 | 29
2016-07-23 13:30 | 151 | 29
2016-07-23 14:00 | 159 | 48
2016-07-23 14:30 | 163 | 62
2016-07-23 15:00 | 164 | 64
2016-07-23 15:30 | 163 | 62
2016-07-23 16:00 | 187 | 103
2016-07-23 16:30 | 195 | 115
2016-07-23 17:00 | 206 | 133
2016-07-23 17:30 | 222 | 157
2016-07-23 18:00 | 248 | 194
2016-07-23 18:30 | 215 | 150
2016-07-23 19:00 | 200 | 126
2016-07-23 19:30 | 199 | 122
2016-07-23 20:00 | 220 | 154
2016-07-23 20:30 | 243 | 185
2016-07-23 21:00 | 217 | 150
2016-07-23 21:30 | 196 | 114
2016-07-23 22:00 | 187 | 96
2016-07-23 22:30 | 196 | 102
2016-07-23 23:00 | 187 | 89
2016-07-23 23:30 | 186 | 88
2016-07-24 | 176 | 69
2016-07-24 00:30 | 170 | 52
2016-07-24 01:00 | 168 | 30
2016-07-24 01:30 | 167 | 28
2016-07-24 02:00 | 173 | 33
2016-07-24 02:30 | 169 | 34
2016-07-24 03:00 | 168 | 13
2016-07-24 03:30 | 165 | 19
2016-07-24 04:00 | 165 | 16
2016-07-24 04:30 | 170 | 34
2016-07-24 05:00 | 178 | 64
2016-07-24 05:30 | 189 | 79
2016-07-24 06:00 | 189 | 83
2016-07-24 06:30 | 190 | 80
2016-07-24 07:00 | 191 | 85
2016-07-24 07:30 | 189 | 85
2016-07-24 08:00 | 190 | 98
2016-07-24 08:30 | 186 | 102
2016-07-24 09:00 | 184 | 97
2016-07-24 09:30 | 192 | 112
2016-07-24 10:00 | 183 | 100
2016-07-24 10:30 | 177 | 88
2016-07-24 11:00 | 171 | 76
2016-07-24 11:30 | 171 | 61
2016-07-24 12:00 | 163 | 51
2016-07-24 12:30 | 170 | 59
2016-07-24 13:00 | 175 | 63
2016-07-24 13:30 | 176 | 65
2016-07-24 14:00 | 171 | 60
2016-07-24 14:30 | 178 | 66
2016-07-24 15:00 | 177 | 68
2016-07-24 15:30 | 175 | 63
2016-07-24 16:00 | 175 | 65
2016-07-24 16:30 | 187 | 93
2016-07-24 17:00 | 213 | 136
2016-07-24 17:30 | 267 | 210
2016-07-24 18:00 | 284 | 234
2016-07-24 18:30 | 278 | 225
2016-07-24 19:00 | 274 | 223
2016-07-24 19:30 | 277 | 222
2016-07-24 20:00 | 298 | 249
2016-07-24 20:30 | 306 | 257
2016-07-24 21:00 | 279 | 225
2016-07-24 21:30 | 271 | 213
2016-07-24 22:00 | 247 | 178
2016-07-24 22:30 | 203 | 108
2016-07-24 23:00 | 193 | 91
2016-07-24 23:30 | 191 | 88
2016-07-25 | 175 | 59
2016-07-25 00:30 | 175 | 46
2016-07-25 01:00 | 176 | 50
2016-07-25 01:30 | 169 | 43
2016-07-25 02:00 | 171 | 43
2016-07-25 02:30 | 164 | 32
2016-07-25 03:00 | 170 | 14
2016-07-25 03:30 | 168 | 14
2016-07-25 04:00 | 164 | 32
2016-07-25 04:30 | 180 | 60
2016-07-25 05:00 | 195 | 89
2016-07-25 05:30 | 193 | 86
2016-07-25 06:00 | 190 | 92
2016-07-25 06:30 | 200 | 114
2016-07-25 07:00 | 209 | 131
2016-07-25 07:30 | 221 | 151
2016-07-25 08:00 | 223 | 155
2016-07-25 08:30 | 229 | 164
2016-07-25 09:00 | 221 | 156
2016-07-25 09:30 | 223 | 159
2016-07-25 10:00 | 190 | 109
2016-07-25 10:30 | 181 | 93
2016-07-25 11:00 | 178 | 85
2016-07-25 11:30 | 179 | 86
2016-07-25 12:00 | 179 | 85
2016-07-25 12:30 | 175 | 77
2016-07-25 13:00 | 179 | 83
2016-07-25 13:30 | 177 | 85
2016-07-25 14:00 | 181 | 88
2016-07-25 14:30 | 182 | 89
2016-07-25 15:00 | 180 | 87
2016-07-25 15:30 | 180 | 84
2016-07-25 16:00 | 181 | 88
2016-07-25 16:30 | 185 | 95
2016-07-25 17:00 | 196 | 117
2016-07-25 17:30 | 240 | 182
2016-07-25 18:00 | 284 | 239
2016-07-25 18:30 | 286 | 240
2016-07-25 19:00 | 289 | 243
2016-07-25 19:30 | 276 | 226
2016-07-25 20:00 | 273 | 221
2016-07-25 20:30 | 279 | 229
2016-07-25 21:00 | 241 | 179
2016-07-25 21:30 | 203 | 122
2016-07-25 22:00 | 196 | 109
2016-07-25 22:30 | 188 | 99
2016-07-25 23:00 | 187 | 96
2016-07-25 23:30 | 187 | 94
2016-07-26 | 171 | 63
2016-07-26 00:30 | 165 | 60
2016-07-26 01:00 | 172 | 64
2016-07-26 01:30 | 173 | 65
2016-07-26 02:00 | 177 | 62
2016-07-26 02:30 | 178 | 55
2016-07-26 03:00 | 167 | 34
2016-07-26 03:30 | 162 | 8
2016-07-26 04:00 | 161 | 2
2016-07-26 04:30 | 157 | 2
2016-07-26 05:00 | 161 | 24
2016-07-26 05:30 | 172 | 56
2016-07-26 06:00 | 183 | 89
2016-07-26 06:30 | 197 | 126
2016-07-26 07:00 | 220 | 161
2016-07-26 07:30 | 249 | 199
2016-07-26 08:00 | 269 | 224
2016-07-26 08:30 | 255 | 208
2016-07-26 09:00 | 238 | 187
2016-07-26 09:30 | 230 | 178
2016-07-26 10:00 | 210 | 152
2016-07-26 10:30 | 199 | 136
2016-07-26 11:00 | 196 | 130
2016-07-26 11:30 | 194 | 127
2016-07-26 12:00 | 193 | 125
2016-07-26 12:30 | 194 | 126
2016-07-26 13:00 | 199 | 133
2016-07-26 13:30 | 196 | 131
2016-07-26 14:00 | 191 | 122
2016-07-26 14:30 | 179 | 103
2016-07-26 15:00 | 181 | 104
2016-07-26 15:30 | 187 | 115
2016-07-26 16:00 | 183 | 108
2016-07-26 16:30 | 185 | 112
2016-07-26 17:00 | 189 | 119
2016-07-26 17:30 | 232 | 181
2016-07-26 18:00 | 293 | 254
2016-07-26 18:30 | 299 | 260
2016-07-26 19:00 | 303 | 265
2016-07-26 19:30 | 293 | 253
2016-07-26 20:00 | 300 | 261
2016-07-26 20:30 | 301 | 261
2016-07-26 21:00 | 290 | 249
2016-07-26 21:30 | 243 | 191
2016-07-26 22:00 | 226 | 161
2016-07-26 22:30 | 210 | 132
2016-07-26 23:00 | 196 | 110
2016-07-26 23:30 | 192 | 101
2016-07-27 | 181 | 81
2016-07-27 00:30 | 177 | 74
2016-07-27 01:00 | 175 | 67
2016-07-27 01:30 | 179 | 71
2016-07-27 02:00 | 184 | 74
2016-07-27 02:30 | 180 | 66
2016-07-27 03:00 | 164 | 31
2016-07-27 03:30 | 160 | 14
2016-07-27 04:00 | 165 | 9
2016-07-27 04:30 | 163 | 25
2016-07-27 05:00 | 169 | 50
2016-07-27 05:30 | 174 | 48
2016-07-27 06:00 | 186 | 62
2016-07-27 06:30 | 209 | 108
2016-07-27 07:00 | 221 | 150
2016-07-27 07:30 | 259 | 204
2016-07-27 08:00 | 271 | 219
2016-07-27 08:30 | 277 | 228
2016-07-27 09:00 | 259 | 204
2016-07-27 09:30 | 249 | 191
2016-07-27 10:00 | 243 | 183
2016-07-27 10:30 | 214 | 142
2016-07-27 11:00 | 199 | 113
2016-07-27 11:30 | 196 | 108
2016-07-27 12:00 | 192 | 101
2016-07-27 12:30 | 202 | 120
2016-07-27 13:00 | 197 | 111
2016-07-27 13:30 | 196 | 113
2016-07-27 14:00 | 202 | 119
2016-07-27 14:30 | 203 | 121
2016-07-27 15:00 | 199 | 115
2016-07-27 15:30 | 195 | 108
2016-07-27 16:00 | 196 | 119
2016-07-27 16:30 | 216 | 148
2016-07-27 17:00 | 234 | 175
2016-07-27 17:30 | 284 | 237
2016-07-27 18:00 | 362 | 326
2016-07-27 18:30 | 423 | 395
2016-07-27 19:00 | 417 | 385
2016-07-27 19:30 | 401 | 367
2016-07-27 20:00 | 399 | 364
2016-07-27 20:30 | 385 | 348
2016-07-27 21:00 | 339 | 294
2016-07-27 21:30 | 302 | 248
2016-07-27 22:00 | 285 | 226
2016-07-27 22:30 | 254 | 189
2016-07-27 23:00 | 237 | 166
2016-07-27 23:30 | 228 | 152
2016-07-28 | 222 | 139
2016-07-28 00:30 | 212 | 121
2016-07-28 01:00 | 213 | 115
2016-07-28 01:30 | 214 | 118
2016-07-28 02:00 | 212 | 114
2016-07-28 02:30 | 211 | 116
2016-07-28 03:00 | 201 | 94
2016-07-28 03:30 | 199 | 90
2016-07-28 04:00 | 197 | 91
2016-07-28 04:30 | 207 | 105
2016-07-28 05:00 | 222 | 132
2016-07-28 05:30 | 223 | 135
2016-07-28 06:00 | 218 | 132
2016-07-28 06:30 | 238 | 168
2016-07-28 07:00 | 268 | 213
2016-07-28 07:30 | 321 | 278
2016-07-28 08:00 | 319 | 277
2016-07-28 08:30 | 295 | 247
2016-07-28 09:00 | 293 | 245
2016-07-28 09:30 | 286 | 236
2016-07-28 10:00 | 276 | 224
2016-07-28 10:30 | 254 | 196
2016-07-28 11:00 | 252 | 193
2016-07-28 11:30 | 253 | 193
2016-07-28 12:00 | 270 | 216
2016-07-28 12:30 | 272 | 213
2016-07-28 13:00 | 276 | 218
2016-07-28 13:30 | 274 | 216
2016-07-28 14:00 | 274 | 218
2016-07-28 14:30 | 281 | 225
2016-07-28 15:00 | 278 | 220
2016-07-28 15:30 | 281 | 223
2016-07-28 16:00 | 273 | 215
2016-07-28 16:30 | 275 | 218
2016-07-28 17:00 | 302 | 251
2016-07-28 17:30 | 327 | 281
2016-07-28 18:00 | 377 | 341
2016-07-28 18:30 | 374 | 340
2016-07-28 19:00 | 384 | 351
2016-07-28 19:30 | 381 | 346
2016-07-28 20:00 | 364 | 327
2016-07-28 20:30 | 353 | 314
2016-07-28 21:00 | 349 | 309
2016-07-28 21:30 | 340 | 299
2016-07-28 22:00 | 334 | 292
2016-07-28 22:30 | 297 | 249
2016-07-28 23:00 | 282 | 225
2016-07-28 23:30 | 252 | 190
2016-07-29 | 244 | 176
2016-07-29 00:30 | 237 | 161
2016-07-29 01:00 | 239 | 162
2016-07-29 01:30 | 247 | 173
2016-07-29 02:00 | 246 | 172
2016-07-29 02:30 | 242 | 166
2016-07-29 03:00 | 223 | 135
2016-07-29 03:30 | 221 | 133
2016-07-29 04:00 | 213 | 119
2016-07-29 04:30 | 214 | 121
2016-07-29 05:00 | 237 | 158
2016-07-29 05:30 | 248 | 175
2016-07-29 06:00 | 250 | 179
2016-07-29 06:30 | 260 | 195
2016-07-29 07:00 | 274 | 218
2016-07-29 07:30 | 295 | 246
2016-07-29 08:00 | 299 | 251
2016-07-29 08:30 | 287 | 238
2016-07-29 09:00 | 265 | 211
2016-07-29 09:30 | 263 | 207
2016-07-29 10:00 | 255 | 198
2016-07-29 10:30 | 258 | 201
2016-07-29 11:00 | 242 | 181
2016-07-29 11:30 | 246 | 187
2016-07-29 12:00 | 233 | 170
2016-07-29 12:30 | 235 | 174
2016-07-29 13:00 | 240 | 180
2016-07-29 13:30 | 240 | 179
2016-07-29 14:00 | 227 | 161
2016-07-29 14:30 | 210 | 139
2016-07-29 15:00 | 210 | 137
2016-07-29 15:30 | 216 | 146
2016-07-29 16:00 | 211 | 139
2016-07-29 16:30 | 211 | 138
2016-07-29 17:00 | 231 | 167
2016-07-29 17:30 | 287 | 240
2016-07-29 18:00 | 359 | 324
2016-07-29 18:30 | 372 | 339
2016-07-29 19:00 | 378 | 345
2016-07-29 19:30 | 378 | 345
2016-07-29 20:00 | 371 | 336
2016-07-29 20:30 | 341 | 302
2016-07-29 21:00 | 314 | 270
2016-07-29 21:30 | 284 | 234
2016-07-29 22:00 | 253 | 196
2016-07-29 22:30 | 292 | 245
2016-07-29 23:00 | 289 | 242
2016-07-29 23:30 | 240 | 178
2016-07-30 | 199 | 117
2016-07-30 00:30 | 178 | 80
2016-07-30 01:00 | 183 | 78
2016-07-30 01:30 | 181 | 72
2016-07-30 02:00 | 172 | 49
2016-07-30 02:30 | 162 | 35
2016-07-30 03:00 | 158 | 13
2016-07-30 03:30 | 163 | 8
2016-07-30 04:00 | 162 | 14
2016-07-30 04:30 | 163 | 23
2016-07-30 05:00 | 171 | 54
2016-07-30 05:30 | 180 | 72
2016-07-30 06:00 | 182 | 76
2016-07-30 06:30 | 195 | 97
2016-07-30 07:00 | 205 | 119
2016-07-30 07:30 | 208 | 133
2016-07-30 08:00 | 241 | 180
2016-07-30 08:30 | 252 | 195
2016-07-30 09:00 | 237 | 176
2016-07-30 09:30 | 229 | 165
2016-07-30 10:00 | 230 | 167
2016-07-30 10:30 | 204 | 127
2016-07-30 11:00 | 185 | 101
2016-07-30 11:30 | 169 | 67
2016-07-30 12:00 | 171 | 66
2016-07-30 12:30 | 167 | 65
2016-07-30 13:00 | 170 | 64
2016-07-30 13:30 | 171 | 70
2016-07-30 14:00 | 168 | 69
2016-07-30 14:30 | 180 | 85
2016-07-30 15:00 | 177 | 82
2016-07-30 15:30 | 186 | 96
2016-07-30 16:00 | 196 | 114
2016-07-30 16:30 | 226 | 160
2016-07-30 17:00 | 239 | 180
2016-07-30 17:30 | 280 | 232
2016-07-30 18:00 | 354 | 319
2016-07-30 18:30 | 391 | 361
2016-07-30 19:00 | 377 | 348
2016-07-30 19:30 | 356 | 323
2016-07-30 20:00 | 364 | 331
2016-07-30 20:30 | 339 | 304
2016-07-30 21:00 | 298 | 257
2016-07-30 21:30 | 295 | 255
2016-07-30 22:00 | 281 | 238
2016-07-30 22:30 | 237 | 179
2016-07-30 23:00 | 217 | 148
2016-07-30 23:30 | 202 | 125
2016-07-31 | 181 | 88
2016-07-31 00:30 | 156 | 50
2016-07-31 01:00 | 157 | 25
2016-07-31 01:30 | 159 | 19
2016-07-31 02:00 | 163 | 32
2016-07-31 02:30 | 166 | 37
2016-07-31 03:00 | 166 | 15
2016-07-31 03:30 | 162 | 6
2016-07-31 04:00 | 165 | 12
2016-07-31 04:30 | 171 | 29
2016-07-31 05:00 | 170 | 41
2016-07-31 05:30 | 177 | 54
2016-07-31 06:00 | 176 | 54
2016-07-31 06:30 | 187 | 80
2016-07-31 07:00 | 202 | 103
2016-07-31 07:30 | 203 | 107
2016-07-31 08:00 | 212 | 131
2016-07-31 08:30 | 250 | 188
2016-07-31 09:00 | 272 | 217
2016-07-31 09:30 | 274 | 219
2016-07-31 10:00 | 255 | 195
2016-07-31 10:30 | 225 | 153
2016-07-31 11:00 | 215 | 137
2016-07-31 11:30 | 187 | 96
2016-07-31 12:00 | 184 | 87
2016-07-31 12:30 | 181 | 83
2016-07-31 13:00 | 182 | 87
2016-07-31 13:30 | 181 | 83
2016-07-31 14:00 | 184 | 87
2016-07-31 14:30 | 187 | 93
2016-07-31 15:00 | 188 | 96
2016-07-31 15:30 | 190 | 99
2016-07-31 16:00 | 187 | 94
2016-07-31 16:30 | 223 | 153
2016-07-31 17:00 | 272 | 220
2016-07-31 17:30 | 336 | 296
2016-07-31 18:00 | 396 | 365
2016-07-31 18:30 | 394 | 364
2016-07-31 19:00 | 392 | 361
2016-07-31 19:30 | 393 | 362
2016-07-31 20:00 | 382 | 349
2016-07-31 20:30 | 356 | 320
2016-07-31 21:00 | 321 | 279
2016-07-31 21:30 | 311 | 266
2016-07-31 22:00 | 294 | 248
2016-07-31 22:30 | 261 | 208
2016-07-31 23:00 | 234 | 172
2016-07-31 23:30 | 206 | 131
2016-08-01 | 186 | 96
2016-08-01 00:30 | 161 | 48
2016-08-01 01:00 | 144 | 24
2016-08-01 01:30 | 143 | 9
2016-08-01 02:00 | 144 | 6
2016-08-01 02:30 | 147 | 14
2016-08-01 03:00 | 147 | 2
2016-08-01 03:30 | 152 | 1
2016-08-01 04:00 | 150 | 1
2016-08-01 04:30 | 155 | 17
2016-08-01 05:00 | 163 | 40
2016-08-01 05:30 | 156 | 42
2016-08-01 06:00 | 155 | 56
2016-08-01 06:30 | 202 | 135
2016-08-01 07:00 | 237 | 190
2016-08-01 07:30 | 267 | 228
2016-08-01 08:00 | 275 | 238
2016-08-01 08:30 | 265 | 225
2016-08-01 09:00 | 253 | 212
2016-08-01 09:30 | 255 | 213
2016-08-01 10:00 | 251 | 208
2016-08-01 10:30 | 234 | 181
2016-08-01 11:00 | 233 | 179
2016-08-01 11:30 | 215 | 159
2016-08-01 12:00 | 210 | 149
2016-08-01 12:30 | 202 | 137
2016-08-01 13:00 | 195 | 128
2016-08-01 13:30 | 191 | 122
2016-08-01 14:00 | 179 | 104
2016-08-01 14:30 | 184 | 114
2016-08-01 15:00 | 180 | 108
2016-08-01 15:30 | 194 | 130
2016-08-01 16:00 | 208 | 149
2016-08-01 16:30 | 216 | 158
2016-08-01 17:00 | 233 | 181
2016-08-01 17:30 | 279 | 237
2016-08-01 18:00 | 315 | 281
2016-08-01 18:30 | 310 | 276
2016-08-01 19:00 | 295 | 264
2016-08-01 19:30 | 289 | 257
2016-08-01 20:00 | 278 | 244
2016-08-01 20:30 | 271 | 230
2016-08-01 21:00 | 277 | 236
2016-08-01 21:30 | 286 | 248
2016-08-01 22:00 | 266 | 224
2016-08-01 22:30 | 240 | 194
2016-08-01 23:00 | 209 | 154
2016-08-01 23:30 | 178 | 107
2016-08-02 | 167 | 90
2016-08-02 00:30 | 151 | 63
2016-08-02 01:00 | 151 | 56
2016-08-02 01:30 | 155 | 56
2016-08-02 02:00 | 163 | 55
2016-08-02 02:30 | 153 | 40
2016-08-02 03:00 | 156 | 17
2016-08-02 03:30 | 153 | 19
2016-08-02 04:00 | 151 | 3
2016-08-02 04:30 | 156 | 24
2016-08-02 05:00 | 166 | 59
2016-08-02 05:30 | 163 | 57
2016-08-02 06:00 | 162 | 60
2016-08-02 06:30 | 185 | 110
2016-08-02 07:00 | 215 | 158
2016-08-02 07:30 | 270 | 225
2016-08-02 08:00 | 279 | 237
2016-08-02 08:30 | 279 | 237
2016-08-02 09:00 | 276 | 234
2016-08-02 09:30 | 266 | 223
2016-08-02 10:00 | 245 | 196
2016-08-02 10:30 | 232 | 179
2016-08-02 11:00 | 226 | 172
2016-08-02 11:30 | 220 | 165
2016-08-02 12:00 | 227 | 173
2016-08-02 12:30 | 229 | 177
2016-08-02 13:00 | 225 | 170
2016-08-02 13:30 | 222 | 166
2016-08-02 14:00 | 228 | 174
2016-08-02 14:30 | 229 | 176
2016-08-02 15:00 | 231 | 177
2016-08-02 15:30 | 229 | 176
2016-08-02 16:00 | 226 | 171
2016-08-02 16:30 | 243 | 192
2016-08-02 17:00 | 241 | 190
2016-08-02 17:30 | 286 | 245
2016-08-02 18:00 | 315 | 279
2016-08-02 18:30 | 315 | 279
2016-08-02 19:00 | 304 | 265
2016-08-02 19:30 | 307 | 267
2016-08-02 20:00 | 307 | 267
2016-08-02 20:30 | 318 | 279
2016-08-02 21:00 | 315 | 276
2016-08-02 21:30 | 297 | 255
2016-08-02 22:00 | 336 | 303
2016-08-02 22:30 | 363 | 337
2016-08-02 23:00 | 259 | 213
2016-08-02 23:30 | 204 | 133
2016-08-03 | 205 | 131
2016-08-03 00:30 | 193 | 109
2016-08-03 01:00 | 196 | 111
2016-08-03 01:30 | 199 | 116
2016-08-03 02:00 | 190 | 101
2016-08-03 02:30 | 172 | 70
2016-08-03 03:00 | 169 | 48
2016-08-03 03:30 | 171 | 50
2016-08-03 04:00 | 189 | 88
2016-08-03 04:30 | 207 | 112
2016-08-03 05:00 | 228 | 147
2016-08-03 05:30 | 240 | 170
2016-08-03 06:00 | 228 | 163
2016-08-03 06:30 | 221 | 156
2016-08-03 07:00 | 247 | 191
2016-08-03 07:30 | 282 | 234
2016-08-03 08:00 | 287 | 241
2016-08-03 08:30 | 302 | 257
2016-08-03 09:00 | 310 | 268
2016-08-03 09:30 | 313 | 271
2016-08-03 10:00 | 299 | 253
2016-08-03 10:30 | 279 | 230
2016-08-03 11:00 | 264 | 212
2016-08-03 11:30 | 256 | 202
2016-08-03 12:00 | 259 | 207
2016-08-03 12:30 | 259 | 206
2016-08-03 13:00 | 252 | 197
2016-08-03 13:30 | 251 | 197
2016-08-03 14:00 | 260 | 207
2016-08-03 14:30 | 262 | 210
2016-08-03 15:00 | 257 | 205
2016-08-03 15:30 | 258 | 205
2016-08-03 16:00 | 278 | 230
2016-08-03 16:30 | 296 | 252
2016-08-03 17:00 | 352 | 319
2016-08-03 17:30 | 428 | 404
2016-08-03 18:00 | 480 | 460
2016-08-03 18:30 | 462 | 443
2016-08-03 19:00 | 456 | 437
2016-08-03 19:30 | 448 | 428
2016-08-03 20:00 | 446 | 426
2016-08-03 20:30 | 445 | 424
2016-08-03 21:00 | 416 | 393
2016-08-03 21:30 | 400 | 371
2016-08-03 22:00 | 366 | 334
2016-08-03 22:30 | 323 | 285
2016-08-03 23:00 | 276 | 226
2016-08-03 23:30 | 232 | 168
2016-08-04 | 205 | 142
2016-08-04 00:30 | 203 | 137
2016-08-04 01:00 | 206 | 132
2016-08-04 01:30 | 201 | 126
2016-08-04 02:00 | 199 | 129
2016-08-04 02:30 | 177 | 95
2016-08-04 03:00 | 170 | 84
2016-08-04 03:30 | 169 | 81
2016-08-04 04:00 | 169 | 80
2016-08-04 04:30 | 177 | 91
2016-08-04 05:00 | 191 | 115
2016-08-04 05:30 | 221 | 159
2016-08-04 06:00 | 252 | 201
2016-08-04 06:30 | 266 | 221
2016-08-04 07:00 | 314 | 278
2016-08-04 07:30 | 350 | 320
2016-08-04 08:00 | 377 | 350
2016-08-04 08:30 | 386 | 359
2016-08-04 09:00 | 368 | 339
2016-08-04 09:30 | 321 | 287
2016-08-04 10:00 | 299 | 261
2016-08-04 10:30 | 302 | 264
2016-08-04 11:00 | 270 | 228
2016-08-04 11:30 | 250 | 203
2016-08-04 12:00 | 234 | 182
2016-08-04 12:30 | 242 | 190
2016-08-04 13:00 | 234 | 175
2016-08-04 13:30 | 239 | 181
2016-08-04 14:00 | 237 | 181
2016-08-04 14:30 | 245 | 184
2016-08-04 15:00 | 251 | 188
2016-08-04 15:30 | 247 | 182
2016-08-04 16:00 | 278 | 225
2016-08-04 16:30 | 288 | 235
2016-08-04 17:00 | 355 | 315
2016-08-04 17:30 | 398 | 364
2016-08-04 18:00 | 427 | 397
2016-08-04 18:30 | 422 | 392
2016-08-04 19:00 | 426 | 397
2016-08-04 19:30 | 390 | 356
2016-08-04 20:00 | 393 | 361
2016-08-04 20:30 | 396 | 364
2016-08-04 21:00 | 398 | 365
2016-08-04 21:30 | 353 | 314
2016-08-04 22:00 | 315 | 268
2016-08-04 22:30 | 289 | 233
2016-08-04 23:00 | 267 | 205
2016-08-04 23:30 | 252 | 182
2016-08-05 | 221 | 136
2016-08-05 00:30 | 218 | 133
2016-08-05 01:00 | 219 | 126
2016-08-05 01:30 | 221 | 128
2016-08-05 02:00 | 218 | 122
2016-08-05 02:30 | 206 | 101
2016-08-05 03:00 | 194 | 75
2016-08-05 03:30 | 195 | 80
2016-08-05 04:00 | 197 | 81
2016-08-05 04:30 | 197 | 84
2016-08-05 05:00 | 203 | 106
2016-08-05 05:30 | 208 | 117
2016-08-05 06:00 | 206 | 117
2016-08-05 06:30 | 222 | 144
2016-08-05 07:00 | 258 | 195
2016-08-05 07:30 | 303 | 253
2016-08-05 08:00 | 316 | 268
2016-08-05 08:30 | 310 | 260
2016-08-05 09:00 | 304 | 253
2016-08-05 09:30 | 298 | 246
2016-08-05 10:00 | 268 | 208
2016-08-05 10:30 | 272 | 213
2016-08-05 11:00 | 247 | 183
2016-08-05 11:30 | 247 | 184
2016-08-05 12:00 | 250 | 187
2016-08-05 12:30 | 244 | 177
2016-08-05 13:00 | 242 | 175
2016-08-05 13:30 | 248 | 184
2016-08-05 14:00 | 257 | 196
2016-08-05 14:30 | 261 | 202
2016-08-05 15:00 | 260 | 200
2016-08-05 15:30 | 251 | 187
2016-08-05 16:00 | 247 | 181
2016-08-05 16:30 | 278 | 221
2016-08-05 17:00 | 299 | 247
2016-08-05 17:30 | 349 | 307
2016-08-05 18:00 | 391 | 354
2016-08-05 18:30 | 400 | 363
2016-08-05 19:00 | 394 | 357
2016-08-05 19:30 | 391 | 353
2016-08-05 20:00 | 387 | 349
2016-08-05 20:30 | 386 | 347
2016-08-05 21:00 | 379 | 339
2016-08-05 21:30 | 373 | 331
2016-08-05 22:00 | 362 | 318
2016-08-05 22:30 | 289 | 230
2016-08-05 23:00 | 264 | 195
2016-08-05 23:30 | 256 | 178
2016-08-06 | 244 | 160
2016-08-06 00:30 | 225 | 124
2016-08-06 01:00 | 218 | 111
2016-08-06 01:30 | 223 | 121
2016-08-06 02:00 | 220 | 116
2016-08-06 02:30 | 211 | 100
2016-08-06 03:00 | 210 | 89
2016-08-06 03:30 | 200 | 73
2016-08-06 04:00 | 191 | 65
2016-08-06 04:30 | 197 | 66
2016-08-06 05:00 | 201 | 66
2016-08-06 05:30 | 201 | 88
2016-08-06 06:00 | 196 | 103
2016-08-06 06:30 | 191 | 93
2016-08-06 07:00 | 200 | 111
2016-08-06 07:30 | 220 | 146
2016-08-06 08:00 | 254 | 194
2016-08-06 08:30 | 267 | 211
2016-08-06 09:00 | 273 | 220
2016-08-06 09:30 | 268 | 213
2016-08-06 10:00 | 249 | 187
2016-08-06 10:30 | 235 | 170
2016-08-06 11:00 | 226 | 158
2016-08-06 11:30 | 206 | 127
2016-08-06 12:00 | 205 | 125
2016-08-06 12:30 | 211 | 134
2016-08-06 13:00 | 213 | 138
2016-08-06 13:30 | 209 | 130
2016-08-06 14:00 | 206 | 125
2016-08-06 14:30 | 216 | 146
2016-08-06 15:00 | 224 | 153
2016-08-06 15:30 | 228 | 160
2016-08-06 16:00 | 228 | 158
2016-08-06 16:30 | 241 | 178
2016-08-06 17:00 | 264 | 206
2016-08-06 17:30 | 302 | 255
2016-08-06 18:00 | 334 | 295
2016-08-06 18:30 | 343 | 306
2016-08-06 19:00 | 335 | 295
2016-08-06 19:30 | 326 | 284
2016-08-06 20:00 | 329 | 287
2016-08-06 20:30 | 323 | 279
2016-08-06 21:00 | 312 | 267
2016-08-06 21:30 | 289 | 238
2016-08-06 22:00 | 293 | 240
2016-08-06 22:30 | 248 | 184
2016-08-06 23:00 | 224 | 148
2016-08-06 23:30 | 224 | 145
2016-08-07 | 214 | 129
2016-08-07 00:30 | 202 | 107
2016-08-07 01:00 | 187 | 86
2016-08-07 01:30 | 184 | 72
2016-08-07 02:00 | 194 | 86
2016-08-07 02:30 | 181 | 71
2016-08-07 03:00 | 175 | 48
2016-08-07 03:30 | 173 | 51
2016-08-07 04:00 | 175 | 48
2016-08-07 04:30 | 173 | 48
2016-08-07 05:00 | 182 | 72
2016-08-07 05:30 | 196 | 97
2016-08-07 06:00 | 205 | 110
2016-08-07 06:30 | 207 | 111
2016-08-07 07:00 | 207 | 113
2016-08-07 07:30 | 196 | 98
2016-08-07 08:00 | 196 | 108
2016-08-07 08:30 | 197 | 110
2016-08-07 09:00 | 199 | 117
2016-08-07 09:30 | 210 | 136
2016-08-07 10:00 | 223 | 157
2016-08-07 10:30 | 206 | 129
2016-08-07 11:00 | 192 | 105
2016-08-07 11:30 | 187 | 98
2016-08-07 12:00 | 181 | 91
2016-08-07 12:30 | 183 | 94
2016-08-07 13:00 | 182 | 95
2016-08-07 13:30 | 179 | 92
2016-08-07 14:00 | 181 | 98
2016-08-07 14:30 | 197 | 111
2016-08-07 15:00 | 197 | 108
2016-08-07 15:30 | 197 | 109
2016-08-07 16:00 | 196 | 109
2016-08-07 16:30 | 196 | 108
2016-08-07 17:00 | 208 | 131
2016-08-07 17:30 | 260 | 207
2016-08-07 18:00 | 333 | 294
2016-08-07 18:30 | 339 | 302
2016-08-07 19:00 | 328 | 287
2016-08-07 19:30 | 313 | 269
2016-08-07 20:00 | 310 | 265
2016-08-07 20:30 | 307 | 261
2016-08-07 21:00 | 293 | 244
2016-08-07 21:30 | 240 | 180
2016-08-07 22:00 | 239 | 176
2016-08-07 22:30 | 217 | 140
2016-08-07 23:00 | 202 | 116
2016-08-07 23:30 | 208 | 116
2016-08-08 | 211 | 115
2016-08-08 00:30 | 192 | 87
2016-08-08 01:00 | 185 | 77
2016-08-08 01:30 | 183 | 75
2016-08-08 02:00 | 200 | 83
2016-08-08 02:30 | 202 | 85
2016-08-08 03:00 | 199 | 77
2016-08-08 03:30 | 195 | 77
2016-08-08 04:00 | 197 | 72
2016-08-08 04:30 | 199 | 78
2016-08-08 05:00 | 202 | 92
2016-08-08 05:30 | 195 | 77
2016-08-08 06:00 | 195 | 78
2016-08-08 06:30 | 192 | 76
2016-08-08 07:00 | 238 | 161
2016-08-08 07:30 | 247 | 172
2016-08-08 08:00 | 234 | 157
2016-08-08 08:30 | 229 | 155
2016-08-08 09:00 | 218 | 139
2016-08-08 09:30 | 202 | 113
2016-08-08 10:00 | 195 | 98
2016-08-08 10:30 | 205 | 115
2016-08-08 11:00 | 209 | 122
2016-08-08 11:30 | 209 | 121
2016-08-08 12:00 | 211 | 124
2016-08-08 12:30 | 207 | 116
2016-08-08 13:00 | 209 | 118
2016-08-08 13:30 | 207 | 116
2016-08-08 14:00 | 225 | 148
2016-08-08 14:30 | 218 | 136
2016-08-08 15:00 | 215 | 131
2016-08-08 15:30 | 211 | 124
2016-08-08 16:00 | 212 | 125
2016-08-08 16:30 | 213 | 128
2016-08-08 17:00 | 235 | 163
2016-08-08 17:30 | 291 | 237
2016-08-08 18:00 | 342 | 301
2016-08-08 18:30 | 339 | 299
2016-08-08 19:00 | 338 | 296
2016-08-08 19:30 | 336 | 293
2016-08-08 20:00 | 321 | 275
2016-08-08 20:30 | 314 | 267
2016-08-08 21:00 | 304 | 256
2016-08-08 21:30 | 310 | 262
2016-08-08 22:00 | 308 | 257
2016-08-08 22:30 | 238 | 165
2016-08-08 23:00 | 208 | 115
2016-08-08 23:30 | 212 | 121
2016-08-09 | 206 | 111
2016-08-09 00:30 | 197 | 96
2016-08-09 01:00 | 199 | 95
2016-08-09 01:30 | 200 | 94
2016-08-09 02:00 | 198 | 93
2016-08-09 02:30 | 194 | 89
2016-08-09 03:00 | 181 | 64
2016-08-09 03:30 | 180 | 58
2016-08-09 04:00 | 187 | 63
2016-08-09 04:30 | 194 | 78
2016-08-09 05:00 | 206 | 103
2016-08-09 05:30 | 214 | 119
2016-08-09 06:00 | 212 | 115
2016-08-09 06:30 | 213 | 122
2016-08-09 07:00 | 264 | 203
2016-08-09 07:30 | 300 | 249
2016-08-09 08:00 | 317 | 271
2016-08-09 08:30 | 291 | 238
2016-08-09 09:00 | 255 | 194
2016-08-09 09:30 | 239 | 169
2016-08-09 10:00 | 231 | 157
2016-08-09 10:30 | 222 | 142
2016-08-09 11:00 | 209 | 124
2016-08-09 11:30 | 207 | 123
2016-08-09 12:00 | 214 | 135
2016-08-09 12:30 | 216 | 137
2016-08-09 13:00 | 224 | 150
2016-08-09 13:30 | 225 | 153
2016-08-09 14:00 | 242 | 176
2016-08-09 14:30 | 237 | 170
2016-08-09 15:00 | 240 | 174
2016-08-09 15:30 | 235 | 167
2016-08-09 16:00 | 248 | 184
2016-08-09 16:30 | 243 | 178
2016-08-09 17:00 | 252 | 189
2016-08-09 17:30 | 299 | 250
2016-08-09 18:00 | 346 | 306
2016-08-09 18:30 | 355 | 316
2016-08-09 19:00 | 352 | 315
2016-08-09 19:30 | 322 | 280
2016-08-09 20:00 | 320 | 274
2016-08-09 20:30 | 310 | 262
2016-08-09 21:00 | 312 | 263
2016-08-09 21:30 | 298 | 248
2016-08-09 22:00 | 281 | 226
2016-08-09 22:30 | 234 | 164
2016-08-09 23:00 | 207 | 124
2016-08-09 23:30 | 209 | 124
2016-08-10 | 206 | 116
2016-08-10 00:30 | 198 | 99
2016-08-10 01:00 | 194 | 92
2016-08-10 01:30 | 194 | 93
2016-08-10 02:00 | 198 | 90
2016-08-10 02:30 | 191 | 65
2016-08-10 03:00 | 179 | 33
2016-08-10 03:30 | 178 | 37
2016-08-10 04:00 | 173 | 9
2016-08-10 04:30 | 173 | 15
2016-08-10 05:00 | 180 | 52
2016-08-10 05:30 | 188 | 71
2016-08-10 06:00 | 196 | 80
2016-08-10 06:30 | 194 | 81
2016-08-10 07:00 | 207 | 110
2016-08-10 07:30 | 221 | 139
2016-08-10 08:00 | 233 | 157
2016-08-10 08:30 | 227 | 149
2016-08-10 09:00 | 229 | 152
2016-08-10 09:30 | 224 | 144
2016-08-10 10:00 | 224 | 143
2016-08-10 10:30 | 222 | 140
2016-08-10 11:00 | 216 | 132
2016-08-10 11:30 | 219 | 135
2016-08-10 12:00 | 219 | 137
2016-08-10 12:30 | 216 | 132
2016-08-10 13:00 | 215 | 130
2016-08-10 13:30 | 218 | 134
2016-08-10 14:00 | 223 | 144
2016-08-10 14:30 | 219 | 136
2016-08-10 15:00 | 210 | 122
2016-08-10 15:30 | 210 | 122
2016-08-10 16:00 | 210 | 123
2016-08-10 16:30 | 212 | 129
2016-08-10 17:00 | 219 | 139
2016-08-10 17:30 | 255 | 191
2016-08-10 18:00 | 312 | 262
2016-08-10 18:30 | 317 | 268
2016-08-10 19:00 | 305 | 253
2016-08-10 19:30 | 304 | 251
2016-08-10 20:00 | 299 | 246
2016-08-10 20:30 | 295 | 241
2016-08-10 21:00 | 273 | 211
2016-08-10 21:30 | 244 | 166
2016-08-10 22:00 | 237 | 158
2016-08-10 22:30 | 219 | 129
2016-08-10 23:00 | 206 | 101
2016-08-10 23:30 | 203 | 92
2016-08-11 | 204 | 94
2016-08-11 00:30 | 197 | 76
2016-08-11 01:00 | 199 | 78
2016-08-11 01:30 | 200 | 88
2016-08-11 02:00 | 208 | 97
2016-08-11 02:30 | 201 | 83
2016-08-11 03:00 | 182 | 49
2016-08-11 03:30 | 174 | 31
2016-08-11 04:00 | 175 | 34
2016-08-11 04:30 | 184 | 57
2016-08-11 05:00 | 192 | 68
2016-08-11 05:30 | 201 | 90
2016-08-11 06:00 | 212 | 114
2016-08-11 06:30 | 215 | 120
2016-08-11 07:00 | 252 | 184
2016-08-11 07:30 | 273 | 215
2016-08-11 08:00 | 293 | 240
2016-08-11 08:30 | 290 | 235
2016-08-11 09:00 | 264 | 203
2016-08-11 09:30 | 266 | 206
2016-08-11 10:00 | 248 | 180
2016-08-11 10:30 | 242 | 178
2016-08-11 11:00 | 238 | 173
2016-08-11 11:30 | 236 | 170
2016-08-11 12:00 | 255 | 196
2016-08-11 12:30 | 259 | 200
2016-08-11 13:00 | 248 | 188
2016-08-11 13:30 | 249 | 189
2016-08-11 14:00 | 247 | 185
2016-08-11 14:30 | 247 | 187
2016-08-11 15:00 | 249 | 189
2016-08-11 15:30 | 256 | 198
2016-08-11 16:00 | 277 | 225
2016-08-11 16:30 | 287 | 237
2016-08-11 17:00 | 303 | 257
2016-08-11 17:30 | 363 | 326
2016-08-11 18:00 | 402 | 370
2016-08-11 18:30 | 407 | 377
2016-08-11 19:00 | 390 | 359
2016-08-11 19:30 | 380 | 347
2016-08-11 20:00 | 379 | 343
2016-08-11 20:30 | 386 | 348
2016-08-11 21:00 | 383 | 343
2016-08-11 21:30 | 365 | 321
2016-08-11 22:00 | 350 | 306
2016-08-11 22:30 | 309 | 255
2016-08-11 23:00 | 269 | 203
2016-08-11 23:30 | 241 | 162
2016-08-12 | 229 | 142
2016-08-12 00:30 | 219 | 126
2016-08-12 01:00 | 224 | 134
2016-08-12 01:30 | 223 | 133
2016-08-12 02:00 | 227 | 139
2016-08-12 02:30 | 218 | 123
2016-08-12 03:00 | 210 | 109
2016-08-12 03:30 | 216 | 114
2016-08-12 04:00 | 217 | 112
2016-08-12 04:30 | 232 | 139
2016-08-12 05:00 | 248 | 166
2016-08-12 05:30 | 248 | 168
2016-08-12 06:00 | 250 | 175
2016-08-12 06:30 | 256 | 187
2016-08-12 07:00 | 293 | 239
2016-08-12 07:30 | 303 | 252
2016-08-12 08:00 | 315 | 264
2016-08-12 08:30 | 306 | 255
2016-08-12 09:00 | 284 | 231
2016-08-12 09:30 | 284 | 234
2016-08-12 10:00 | 276 | 225
2016-08-12 10:30 | 253 | 196
2016-08-12 11:00 | 243 | 187
2016-08-12 11:30 | 226 | 165
2016-08-12 12:00 | 222 | 155
2016-08-12 12:30 | 220 | 150
2016-08-12 13:00 | 220 | 149
2016-08-12 13:30 | 217 | 144
2016-08-12 14:00 | 216 | 143
2016-08-12 14:30 | 220 | 149
2016-08-12 15:00 | 225 | 155
2016-08-12 15:30 | 228 | 159
2016-08-12 16:00 | 244 | 181
2016-08-12 16:30 | 269 | 215
2016-08-12 17:00 | 327 | 284
2016-08-12 17:30 | 384 | 350
2016-08-12 18:00 | 421 | 392
2016-08-12 18:30 | 432 | 404
2016-08-12 19:00 | 425 | 395
2016-08-12 19:30 | 417 | 387
2016-08-12 20:00 | 410 | 379
2016-08-12 20:30 | 410 | 376
2016-08-12 21:00 | 376 | 341
2016-08-12 21:30 | 347 | 307
2016-08-12 22:00 | 295 | 247
2016-08-12 22:30 | 257 | 199
2016-08-12 23:00 | 230 | 163
2016-08-12 23:30 | 214 | 134
2016-08-13 | 194 | 101
2016-08-13 00:30 | 190 | 97
2016-08-13 01:00 | 188 | 92
2016-08-13 01:30 | 188 | 88
2016-08-13 02:00 | 193 | 93
2016-08-13 02:30 | 189 | 87
2016-08-13 03:00 | 179 | 78
2016-08-13 03:30 | 177 | 74
2016-08-13 04:00 | 181 | 79
2016-08-13 04:30 | 183 | 79
2016-08-13 05:00 | 194 | 99
2016-08-13 05:30 | 180 | 81
2016-08-13 06:00 | 176 | 67
2016-08-13 06:30 | 172 | 58
2016-08-13 07:00 | 181 | 79
2016-08-13 07:30 | 199 | 110
2016-08-13 08:00 | 194 | 113
2016-08-13 08:30 | 209 | 142
2016-08-13 09:00 | 210 | 144
2016-08-13 09:30 | 192 | 117
2016-08-13 10:00 | 179 | 91
2016-08-13 10:30 | 171 | 78
2016-08-13 11:00 | 151 | 36
2016-08-13 11:30 | 155 | 34
2016-08-13 12:00 | 150 | 31
2016-08-13 12:30 | 151 | 36
2016-08-13 13:00 | 153 | 31
2016-08-13 13:30 | 151 | 31
2016-08-13 14:00 | 149 | 28
2016-08-13 14:30 | 154 | 45
2016-08-13 15:00 | 153 | 44
2016-08-13 15:30 | 154 | 38
2016-08-13 16:00 | 154 | 36
2016-08-13 16:30 | 161 | 63
2016-08-13 17:00 | 175 | 90
2016-08-13 17:30 | 171 | 83
2016-08-13 18:00 | 238 | 185
2016-08-13 18:30 | 297 | 256
2016-08-13 19:00 | 314 | 277
2016-08-13 19:30 | 319 | 285
2016-08-13 20:00 | 304 | 268
2016-08-13 20:30 | 300 | 263
2016-08-13 21:00 | 286 | 246
2016-08-13 21:30 | 276 | 233
2016-08-13 22:00 | 267 | 218
2016-08-13 22:30 | 211 | 136
2016-08-13 23:00 | 184 | 91
2016-08-13 23:30 | 185 | 90
2016-08-14 | 179 | 83
2016-08-14 00:30 | 179 | 74
2016-08-14 01:00 | 173 | 62
2016-08-14 01:30 | 174 | 69
2016-08-14 02:00 | 181 | 77
2016-08-14 02:30 | 183 | 77
2016-08-14 03:00 | 169 | 61
2016-08-14 03:30 | 174 | 55
2016-08-14 04:00 | 174 | 51
2016-08-14 04:30 | 179 | 62
2016-08-14 05:00 | 189 | 84
2016-08-14 05:30 | 190 | 87
2016-08-14 06:00 | 192 | 88
2016-08-14 06:30 | 185 | 74
2016-08-14 07:00 | 167 | 44
2016-08-14 07:30 | 163 | 35
2016-08-14 08:00 | 201 | 114
2016-08-14 08:30 | 215 | 138
2016-08-14 09:00 | 209 | 129
2016-08-14 09:30 | 203 | 120
2016-08-14 10:00 | 178 | 75
2016-08-14 10:30 | 170 | 57
2016-08-14 11:00 | 163 | 50
2016-08-14 11:30 | 163 | 51
2016-08-14 12:00 | 162 | 49
2016-08-14 12:30 | 162 | 43
2016-08-14 13:00 | 159 | 43
2016-08-14 13:30 | 161 | 41
2016-08-14 14:00 | 164 | 48
2016-08-14 14:30 | 167 | 56
2016-08-14 15:00 | 170 | 61
2016-08-14 15:30 | 169 | 65
2016-08-14 16:00 | 163 | 55
2016-08-14 16:30 | 172 | 72
2016-08-14 17:00 | 193 | 112
2016-08-14 17:30 | 246 | 191
2016-08-14 18:00 | 314 | 275
2016-08-14 18:30 | 334 | 296
2016-08-14 19:00 | 339 | 301
2016-08-14 19:30 | 333 | 293
2016-08-14 20:00 | 303 | 258
2016-08-14 20:30 | 293 | 246
2016-08-14 21:00 | 287 | 238
2016-08-14 21:30 | 272 | 220
2016-08-14 22:00 | 247 | 191
2016-08-14 22:30 | 208 | 137
2016-08-14 23:00 | 204 | 130
2016-08-14 23:30 | 201 | 122
2016-08-15 | 185 | 94
2016-08-15 00:30 | 180 | 85
2016-08-15 01:00 | 173 | 75
2016-08-15 01:30 | 177 | 77
2016-08-15 02:00 | 184 | 90
2016-08-15 02:30 | 184 | 85
2016-08-15 03:00 | 173 | 64
2016-08-15 03:30 | 173 | 56
2016-08-15 04:00 | 171 | 57
2016-08-15 04:30 | 175 | 68
2016-08-15 05:00 | 191 | 95
2016-08-15 05:30 | 193 | 97
2016-08-15 06:00 | 202 | 115
2016-08-15 06:30 | 209 | 130
2016-08-15 07:00 | 245 | 183
2016-08-15 07:30 | 269 | 214
2016-08-15 08:00 | 282 | 228
2016-08-15 08:30 | 273 | 218
2016-08-15 09:00 | 265 | 210
2016-08-15 09:30 | 237 | 177
2016-08-15 10:00 | 205 | 137
2016-08-15 10:30 | 191 | 113
2016-08-15 11:00 | 186 | 106
2016-08-15 11:30 | 191 | 114
2016-08-15 12:00 | 189 | 109
2016-08-15 12:30 | 180 | 96
2016-08-15 13:00 | 183 | 102
2016-08-15 13:30 | 183 | 95
2016-08-15 14:00 | 188 | 105
2016-08-15 14:30 | 187 | 107
2016-08-15 15:00 | 180 | 91
2016-08-15 15:30 | 201 | 127
2016-08-15 16:00 | 222 | 159
2016-08-15 16:30 | 229 | 168
2016-08-15 17:00 | 236 | 177
2016-08-15 17:30 | 299 | 256
2016-08-15 18:00 | 358 | 324
2016-08-15 18:30 | 366 | 333
2016-08-15 19:00 | 364 | 331
2016-08-15 19:30 | 357 | 320
2016-08-15 20:00 | 372 | 336
2016-08-15 20:30 | 352 | 313
2016-08-15 21:00 | 336 | 296
2016-08-15 21:30 | 317 | 273
2016-08-15 22:00 | 287 | 237
2016-08-15 22:30 | 227 | 159
2016-08-15 23:00 | 215 | 143
2016-08-15 23:30 | 222 | 153
2016-08-16 | 212 | 138
2016-08-16 00:30 | 207 | 129
2016-08-16 01:00 | 201 | 116
2016-08-16 01:30 | 201 | 115
2016-08-16 02:00 | 204 | 122
2016-08-16 02:30 | 205 | 117
2016-08-16 03:00 | 195 | 96
2016-08-16 03:30 | 177 | 68
2016-08-16 04:00 | 167 | 42
2016-08-16 04:30 | 180 | 55
2016-08-16 05:00 | 191 | 83
2016-08-16 05:30 | 218 | 128
2016-08-16 06:00 | 225 | 137
2016-08-16 06:30 | 251 | 174
2016-08-16 07:00 | 291 | 236
2016-08-16 07:30 | 294 | 241
2016-08-16 08:00 | 281 | 229
2016-08-16 08:30 | 263 | 207
2016-08-16 09:00 | 248 | 187
2016-08-16 09:30 | 217 | 141
2016-08-16 10:00 | 213 | 134
2016-08-16 10:30 | 213 | 136
2016-08-16 11:00 | 201 | 117
2016-08-16 11:30 | 205 | 120
2016-08-16 12:00 | 208 | 125
2016-08-16 12:30 | 212 | 131
2016-08-16 13:00 | 215 | 134
2016-08-16 13:30 | 214 | 134
2016-08-16 14:00 | 212 | 130
2016-08-16 14:30 | 211 | 130
2016-08-16 15:00 | 218 | 138
2016-08-16 15:30 | 223 | 149
2016-08-16 16:00 | 222 | 138
2016-08-16 16:30 | 226 | 146
2016-08-16 17:00 | 246 | 176
2016-08-16 17:30 | 303 | 250
2016-08-16 18:00 | 373 | 334
2016-08-16 18:30 | 383 | 347
2016-08-16 19:00 | 383 | 347
2016-08-16 19:30 | 376 | 338
2016-08-16 20:00 | 369 | 330
2016-08-16 20:30 | 365 | 324
2016-08-16 21:00 | 354 | 312
2016-08-16 21:30 | 328 | 282
2016-08-16 22:00 | 269 | 210
2016-08-16 22:30 | 224 | 146
2016-08-16 23:00 | 216 | 137
2016-08-16 23:30 | 215 | 132
2016-08-17 | 204 | 116
2016-08-17 00:30 | 199 | 106
2016-08-17 01:00 | 203 | 110
2016-08-17 01:30 | 210 | 114
2016-08-17 02:00 | 214 | 119
2016-08-17 02:30 | 204 | 100
2016-08-17 03:00 | 189 | 76
2016-08-17 03:30 | 187 | 66
2016-08-17 04:00 | 172 | 45
2016-08-17 04:30 | 171 | 38
2016-08-17 05:00 | 190 | 76
2016-08-17 05:30 | 209 | 112
2016-08-17 06:00 | 222 | 136
2016-08-17 06:30 | 250 | 181
2016-08-17 07:00 | 310 | 261
2016-08-17 07:30 | 328 | 284
2016-08-17 08:00 | 331 | 286
2016-08-17 08:30 | 324 | 280
2016-08-17 09:00 | 301 | 253
2016-08-17 09:30 | 253 | 193
2016-08-17 10:00 | 246 | 185
2016-08-17 10:30 | 231 | 163
2016-08-17 11:00 | 223 | 153
2016-08-17 11:30 | 213 | 139
2016-08-17 12:00 | 211 | 136
2016-08-17 12:30 | 208 | 130
2016-08-17 13:00 | 198 | 114
2016-08-17 13:30 | 194 | 111
2016-08-17 14:00 | 202 | 124
2016-08-17 14:30 | 221 | 153
2016-08-17 15:00 | 227 | 159
2016-08-17 15:30 | 232 | 167
2016-08-17 16:00 | 238 | 176
2016-08-17 16:30 | 235 | 173
2016-08-17 17:00 | 275 | 225
2016-08-17 17:30 | 315 | 275
2016-08-17 18:00 | 346 | 311
2016-08-17 18:30 | 358 | 322
2016-08-17 19:00 | 353 | 315
2016-08-17 19:30 | 355 | 316
2016-08-17 20:00 | 361 | 321
2016-08-17 20:30 | 362 | 321
2016-08-17 21:00 | 349 | 305
2016-08-17 21:30 | 340 | 295
2016-08-17 22:00 | 314 | 263
2016-08-17 22:30 | 252 | 182
2016-08-17 23:00 | 225 | 145
2016-08-17 23:30 | 218 | 131
2016-08-18 | 189 | 79
2016-08-18 00:30 | 183 | 65
2016-08-18 01:00 | 179 | 64
2016-08-18 01:30 | 193 | 81
2016-08-18 02:00 | 188 | 69
2016-08-18 02:30 | 189 | 66
2016-08-18 03:00 | 180 | 53
2016-08-18 03:30 | 177 | 47
2016-08-18 04:00 | 178 | 47
2016-08-18 04:30 | 179 | 53
2016-08-18 05:00 | 190 | 74
2016-08-18 05:30 | 202 | 101
2016-08-18 06:00 | 199 | 97
2016-08-18 06:30 | 218 | 133
2016-08-18 07:00 | 266 | 205
2016-08-18 07:30 | 279 | 223
2016-08-18 08:00 | 286 | 236
2016-08-18 08:30 | 251 | 192
2016-08-18 09:00 | 218 | 149
2016-08-18 09:30 | 208 | 133
2016-08-18 10:00 | 197 | 115
2016-08-18 10:30 | 196 | 110
2016-08-18 11:00 | 200 | 117
2016-08-18 11:30 | 204 | 125
2016-08-18 12:00 | 207 | 128
2016-08-18 12:30 | 204 | 123
2016-08-18 13:00 | 206 | 125
2016-08-18 13:30 | 204 | 122
2016-08-18 14:00 | 204 | 124
2016-08-18 14:30 | 207 | 128
2016-08-18 15:00 | 211 | 135
2016-08-18 15:30 | 218 | 144
2016-08-18 16:00 | 218 | 144
2016-08-18 16:30 | 213 | 137
2016-08-18 17:00 | 232 | 166
2016-08-18 17:30 | 278 | 227
2016-08-18 18:00 | 311 | 267
2016-08-18 18:30 | 320 | 278
2016-08-18 19:00 | 318 | 275
2016-08-18 19:30 | 315 | 270
2016-08-18 20:00 | 311 | 265
2016-08-18 20:30 | 306 | 259
2016-08-18 21:00 | 297 | 248
2016-08-18 21:30 | 292 | 242
2016-08-18 22:00 | 288 | 238
2016-08-18 22:30 | 241 | 176
2016-08-18 23:00 | 212 | 136
2016-08-18 23:30 | 221 | 146
2016-08-19 | 220 | 146
2016-08-19 00:30 | 209 | 125
2016-08-19 01:00 | 210 | 113
2016-08-19 01:30 | 217 | 116
2016-08-19 02:00 | 221 | 116
2016-08-19 02:30 | 218 | 111
2016-08-19 03:00 | 206 | 85
2016-08-19 03:30 | 204 | 81
2016-08-19 04:00 | 200 | 82
2016-08-19 04:30 | 200 | 76
2016-08-19 05:00 | 220 | 114
2016-08-19 05:30 | 231 | 135
2016-08-19 06:00 | 231 | 138
2016-08-19 06:30 | 242 | 159
2016-08-19 07:00 | 263 | 198
2016-08-19 07:30 | 265 | 199
2016-08-19 08:00 | 262 | 194
2016-08-19 08:30 | 251 | 178
2016-08-19 09:00 | 244 | 171
2016-08-19 09:30 | 236 | 166
2016-08-19 10:00 | 234 | 167
2016-08-19 10:30 | 222 | 148
2016-08-19 11:00 | 201 | 115
2016-08-19 11:30 | 205 | 125
2016-08-19 12:00 | 194 | 107
2016-08-19 12:30 | 186 | 90
2016-08-19 13:00 | 178 | 83
2016-08-19 13:30 | 175 | 70
2016-08-19 14:00 | 177 | 75
2016-08-19 14:30 | 185 | 89
2016-08-19 15:00 | 193 | 103
2016-08-19 15:30 | 206 | 125
2016-08-19 16:00 | 229 | 162
2016-08-19 16:30 | 235 | 169
2016-08-19 17:00 | 253 | 193
2016-08-19 17:30 | 264 | 208
2016-08-19 18:00 | 318 | 275
2016-08-19 18:30 | 366 | 329
2016-08-19 19:00 | 356 | 318
2016-08-19 19:30 | 329 | 287
2016-08-19 20:00 | 279 | 226
2016-08-19 20:30 | 286 | 234
2016-08-19 21:00 | 284 | 232
2016-08-19 21:30 | 280 | 225
2016-08-19 22:00 | 263 | 204
2016-08-19 22:30 | 220 | 147
2016-08-19 23:00 | 224 | 151
2016-08-19 23:30 | 214 | 136
2016-08-20 | 202 | 119
2016-08-20 00:30 | 194 | 98
2016-08-20 01:00 | 203 | 115
2016-08-20 01:30 | 200 | 112
2016-08-20 02:00 | 202 | 104
2016-08-20 02:30 | 201 | 101
2016-08-20 03:00 | 195 | 78
2016-08-20 03:30 | 196 | 77
2016-08-20 04:00 | 199 | 80
2016-08-20 04:30 | 193 | 59
2016-08-20 05:00 | 184 | 48
2016-08-20 05:30 | 185 | 60
2016-08-20 06:00 | 192 | 69
2016-08-20 06:30 | 196 | 79
2016-08-20 07:00 | 187 | 71
2016-08-20 07:30 | 188 | 81
2016-08-20 08:00 | 186 | 82
2016-08-20 08:30 | 196 | 98
2016-08-20 09:00 | 192 | 97
2016-08-20 09:30 | 184 | 79
2016-08-20 10:00 | 179 | 72
2016-08-20 10:30 | 193 | 99
2016-08-20 11:00 | 177 | 68
2016-08-20 11:30 | 163 | 38
2016-08-20 12:00 | 162 | 42
2016-08-20 12:30 | 165 | 48
2016-08-20 13:00 | 170 | 49
2016-08-20 13:30 | 168 | 53
2016-08-20 14:00 | 171 | 59
2016-08-20 14:30 | 178 | 68
2016-08-20 15:00 | 174 | 69
2016-08-20 15:30 | 172 | 66
2016-08-20 16:00 | 193 | 102
2016-08-20 16:30 | 208 | 131
2016-08-20 17:00 | 235 | 171
2016-08-20 17:30 | 280 | 228
2016-08-20 18:00 | 352 | 315
2016-08-20 18:30 | 404 | 374
2016-08-20 19:00 | 407 | 379
2016-08-20 19:30 | 333 | 296
2016-08-20 20:00 | 301 | 259
2016-08-20 20:30 | 283 | 238
2016-08-20 21:00 | 263 | 215
2016-08-20 21:30 | 269 | 221
2016-08-20 22:00 | 246 | 189
2016-08-20 22:30 | 188 | 103
2016-08-20 23:00 | 190 | 108
2016-08-20 23:30 | 181 | 90
2016-08-21 | 164 | 59
2016-08-21 00:30 | 170 | 69
2016-08-21 01:00 | 172 | 53
2016-08-21 01:30 | 166 | 34
2016-08-21 02:00 | 163 | 15
2016-08-21 02:30 | 162 | 17
2016-08-21 03:00 | 164 | 19
2016-08-21 03:30 | 163 | 28
2016-08-21 04:00 | 167 | 19
2016-08-21 04:30 | 162 | 35
2016-08-21 05:00 | 167 | 38
2016-08-21 05:30 | 167 | 41
2016-08-21 06:00 | 170 | 45
2016-08-21 06:30 | 178 | 47
2016-08-21 07:00 | 186 | 63
2016-08-21 07:30 | 198 | 93
2016-08-21 08:00 | 230 | 155
2016-08-21 08:30 | 243 | 179
2016-08-21 09:00 | 247 | 184
2016-08-21 09:30 | 245 | 181
2016-08-21 10:00 | 237 | 172
2016-08-21 10:30 | 235 | 173
2016-08-21 11:00 | 232 | 168
2016-08-21 11:30 | 196 | 108
2016-08-21 12:00 | 167 | 52
2016-08-21 12:30 | 170 | 55
2016-08-21 13:00 | 160 | 28
2016-08-21 13:30 | 158 | 21
2016-08-21 14:00 | 180 | 78
2016-08-21 14:30 | 188 | 91
2016-08-21 15:00 | 191 | 97
2016-08-21 15:30 | 197 | 110
2016-08-21 16:00 | 232 | 165
2016-08-21 16:30 | 297 | 250
2016-08-21 17:00 | 335 | 297
2016-08-21 17:30 | 326 | 288
2016-08-21 18:00 | 386 | 355
2016-08-21 18:30 | 392 | 362
2016-08-21 19:00 | 386 | 355
2016-08-21 19:30 | 379 | 347
2016-08-21 20:00 | 375 | 342
2016-08-21 20:30 | 341 | 303
2016-08-21 21:00 | 295 | 252
2016-08-21 21:30 | 282 | 236
2016-08-21 22:00 | 273 | 226
2016-08-21 22:30 | 202 | 133
2016-08-21 23:00 | 193 | 119
2016-08-21 23:30 | 178 | 90
2016-08-22 | 160 | 50
2016-08-22 00:30 | 165 | 45
2016-08-22 01:00 | 163 | 33
2016-08-22 01:30 | 158 | 30
2016-08-22 02:00 | 163 | 40
2016-08-22 02:30 | 167 | 29
2016-08-22 03:00 | 171 | 30
2016-08-22 03:30 | 174 | 41
2016-08-22 04:00 | 173 | 43
2016-08-22 04:30 | 169 | 41
2016-08-22 05:00 | 175 | 43
2016-08-22 05:30 | 173 | 52
2016-08-22 06:00 | 188 | 78
2016-08-22 06:30 | 249 | 181
2016-08-22 07:00 | 292 | 238
2016-08-22 07:30 | 321 | 278
2016-08-22 08:00 | 353 | 315
2016-08-22 08:30 | 336 | 296
2016-08-22 09:00 | 309 | 265
2016-08-22 09:30 | 300 | 254
2016-08-22 10:00 | 304 | 259
2016-08-22 10:30 | 282 | 231
2016-08-22 11:00 | 278 | 227
2016-08-22 11:30 | 289 | 240
2016-08-22 12:00 | 264 | 210
2016-08-22 12:30 | 263 | 208
2016-08-22 13:00 | 269 | 216
2016-08-22 13:30 | 273 | 221
2016-08-22 14:00 | 276 | 225
2016-08-22 14:30 | 283 | 234
2016-08-22 15:00 | 286 | 238
2016-08-22 15:30 | 287 | 242
2016-08-22 16:00 | 296 | 252
2016-08-22 16:30 | 290 | 244
2016-08-22 17:00 | 275 | 228
2016-08-22 17:30 | 339 | 302
2016-08-22 18:00 | 396 | 367
2016-08-22 18:30 | 412 | 385
2016-08-22 19:00 | 406 | 377
2016-08-22 19:30 | 389 | 358
2016-08-22 20:00 | 376 | 344
2016-08-22 20:30 | 389 | 358
2016-08-22 21:00 | 385 | 353
2016-08-22 21:30 | 376 | 342
2016-08-22 22:00 | 312 | 264
2016-08-22 22:30 | 243 | 176
2016-08-22 23:00 | 245 | 179
2016-08-22 23:30 | 247 | 181
2016-08-23 | 233 | 161
2016-08-23 00:30 | 235 | 162
2016-08-23 01:00 | 225 | 146
2016-08-23 01:30 | 205 | 110
2016-08-23 02:00 | 189 | 81
2016-08-23 02:30 | 183 | 61
2016-08-23 03:00 | 169 | 36
2016-08-23 03:30 | 167 | 35
2016-08-23 04:00 | 171 | 32
2016-08-23 04:30 | 171 | 36
2016-08-23 05:00 | 172 | 50
2016-08-23 05:30 | 197 | 100
2016-08-23 06:00 | 229 | 152
2016-08-23 06:30 | 287 | 230
2016-08-23 07:00 | 323 | 276
2016-08-23 07:30 | 367 | 329
2016-08-23 08:00 | 373 | 337
2016-08-23 08:30 | 355 | 318
2016-08-23 09:00 | 332 | 291
2016-08-23 09:30 | 323 | 279
2016-08-23 10:00 | 294 | 247
2016-08-23 10:30 | 299 | 253
2016-08-23 11:00 | 299 | 254
2016-08-23 11:30 | 286 | 238
2016-08-23 12:00 | 256 | 203
2016-08-23 12:30 | 241 | 182
2016-08-23 13:00 | 225 | 160
2016-08-23 13:30 | 228 | 164
2016-08-23 14:00 | 230 | 168
2016-08-23 14:30 | 228 | 166
2016-08-23 15:00 | 231 | 170
2016-08-23 15:30 | 239 | 180
2016-08-23 16:00 | 269 | 218
2016-08-23 16:30 | 301 | 256
2016-08-23 17:00 | 335 | 296
2016-08-23 17:30 | 357 | 321
2016-08-23 18:00 | 403 | 371
2016-08-23 18:30 | 401 | 369
2016-08-23 19:00 | 393 | 360
2016-08-23 19:30 | 386 | 353
2016-08-23 20:00 | 391 | 357
2016-08-23 20:30 | 378 | 342
2016-08-23 21:00 | 361 | 324
2016-08-23 21:30 | 347 | 307
2016-08-23 22:00 | 339 | 297
2016-08-23 22:30 | 278 | 222
2016-08-23 23:00 | 242 | 174
2016-08-23 23:30 | 222 | 147
2016-08-24 | 217 | 135
2016-08-24 00:30 | 214 | 132
2016-08-24 01:00 | 193 | 90
2016-08-24 01:30 | 183 | 75
2016-08-24 02:00 | 206 | 115
2016-08-24 02:30 | 217 | 134
2016-08-24 03:00 | 192 | 91
2016-08-24 03:30 | 205 | 112
2016-08-24 04:00 | 211 | 116
2016-08-24 04:30 | 198 | 95
2016-08-24 05:00 | 211 | 119
2016-08-24 05:30 | 219 | 133
2016-08-24 06:00 | 232 | 153
2016-08-24 06:30 | 276 | 215
2016-08-24 07:00 | 342 | 296
2016-08-24 07:30 | 359 | 319
2016-08-24 08:00 | 369 | 334
2016-08-24 08:30 | 372 | 340
2016-08-24 09:00 | 345 | 311
2016-08-24 09:30 | 335 | 300
2016-08-24 10:00 | 339 | 305
2016-08-24 10:30 | 341 | 308
2016-08-24 11:00 | 321 | 288
2016-08-24 11:30 | 335 | 304
2016-08-24 12:00 | 341 | 310
2016-08-24 12:30 | 338 | 306
2016-08-24 13:00 | 334 | 303
2016-08-24 13:30 | 340 | 309
2016-08-24 14:00 | 353 | 322
2016-08-24 14:30 | 344 | 313
2016-08-24 15:00 | 347 | 315
2016-08-24 15:30 | 346 | 315
2016-08-24 16:00 | 348 | 316
2016-08-24 16:30 | 348 | 316
2016-08-24 17:00 | 353 | 322
2016-08-24 17:30 | 353 | 322
2016-08-24 18:00 | 375 | 346
2016-08-24 18:30 | 398 | 371
2016-08-24 19:00 | 392 | 365
2016-08-24 19:30 | 382 | 353
2016-08-24 20:00 | 376 | 347
2016-08-24 20:30 | 376 | 346
2016-08-24 21:00 | 340 | 306
2016-08-24 21:30 | 322 | 286
2016-08-24 22:00 | 321 | 285
2016-08-24 22:30 | 303 | 261
2016-08-24 23:00 | 303 | 260
2016-08-24 23:30 | 274 | 223
2016-08-25 | 280 | 227
2016-08-25 00:30 | 282 | 230
2016-08-25 01:00 | 282 | 228
2016-08-25 01:30 | 283 | 225
2016-08-25 02:00 | 278 | 217
2016-08-25 02:30 | 282 | 222
2016-08-25 03:00 | 289 | 231
2016-08-25 03:30 | 298 | 242
2016-08-25 04:00 | 293 | 236
2016-08-25 04:30 | 300 | 245
2016-08-25 05:00 | 306 | 252
2016-08-25 05:30 | 307 | 254
2016-08-25 06:00 | 315 | 265
2016-08-25 06:30 | 320 | 271
2016-08-25 07:00 | 329 | 286
2016-08-25 07:30 | 339 | 301
2016-08-25 08:00 | 346 | 311
2016-08-25 08:30 | 344 | 308
2016-08-25 09:00 | 313 | 273
2016-08-25 09:30 | 309 | 268
2016-08-25 10:00 | 320 | 281
2016-08-25 10:30 | 294 | 250
2016-08-25 11:00 | 265 | 215
2016-08-25 11:30 | 246 | 192
2016-08-25 12:00 | 227 | 165
2016-08-25 12:30 | 219 | 156
2016-08-25 13:00 | 267 | 217
2016-08-25 13:30 | 271 | 221
2016-08-25 14:00 | 258 | 208
2016-08-25 14:30 | 270 | 222
2016-08-25 15:00 | 233 | 175
2016-08-25 15:30 | 219 | 156
2016-08-25 16:00 | 223 | 164
2016-08-25 16:30 | 252 | 198
2016-08-25 17:00 | 273 | 225
2016-08-25 17:30 | 294 | 250
2016-08-25 18:00 | 321 | 282
2016-08-25 18:30 | 339 | 305
2016-08-25 19:00 | 336 | 301
2016-08-25 19:30 | 345 | 311
2016-08-25 20:00 | 340 | 304
2016-08-25 20:30 | 339 | 303
2016-08-25 21:00 | 341 | 306
2016-08-25 21:30 | 331 | 295
2016-08-25 22:00 | 316 | 278
2016-08-25 22:30 | 302 | 262
2016-08-25 23:00 | 302 | 260
2016-08-25 23:30 | 313 | 269
2016-08-26 | 320 | 277
2016-08-26 00:30 | 315 | 271
2016-08-26 01:00 | 318 | 272
2016-08-26 01:30 | 317 | 268
2016-08-26 02:00 | 322 | 274
2016-08-26 02:30 | 303 | 251
2016-08-26 03:00 | 280 | 223
2016-08-26 03:30 | 281 | 223
2016-08-26 04:00 | 289 | 234
2016-08-26 04:30 | 292 | 236
2016-08-26 05:00 | 303 | 251
2016-08-26 05:30 | 297 | 247
2016-08-26 06:00 | 307 | 258
2016-08-26 06:30 | 321 | 275
2016-08-26 07:00 | 330 | 288
2016-08-26 07:30 | 364 | 328
2016-08-26 08:00 | 372 | 338
2016-08-26 08:30 | 374 | 341
2016-08-26 09:00 | 350 | 314
2016-08-26 09:30 | 334 | 296
2016-08-26 10:00 | 323 | 284
2016-08-26 10:30 | 294 | 249
2016-08-26 11:00 | 272 | 222
2016-08-26 11:30 | 265 | 214
2016-08-26 12:00 | 258 | 203
2016-08-26 12:30 | 268 | 218
2016-08-26 13:00 | 287 | 241
2016-08-26 13:30 | 264 | 214
2016-08-26 14:00 | 256 | 205
2016-08-26 14:30 | 255 | 203
2016-08-26 15:00 | 276 | 228
2016-08-26 15:30 | 281 | 235
2016-08-26 16:00 | 293 | 249
2016-08-26 16:30 | 330 | 292
2016-08-26 17:00 | 370 | 338
2016-08-26 17:30 | 392 | 363
2016-08-26 18:00 | 420 | 393
2016-08-26 18:30 | 421 | 396
2016-08-26 19:00 | 400 | 374
2016-08-26 19:30 | 380 | 352
2016-08-26 20:00 | 368 | 338
2016-08-26 20:30 | 371 | 340
2016-08-26 21:00 | 358 | 325
2016-08-26 21:30 | 340 | 303
2016-08-26 22:00 | 309 | 268
2016-08-26 22:30 | 237 | 182
2016-08-26 23:00 | 203 | 126
2016-08-26 23:30 | 181 | 84
2016-08-27 | 172 | 67
2016-08-27 00:30 | 168 | 64
2016-08-27 01:00 | 160 | 36
2016-08-27 01:30 | 155 | 30
2016-08-27 02:00 | 186 | 91
2016-08-27 02:30 | 203 | 123
2016-08-27 03:00 | 188 | 95
2016-08-27 03:30 | 182 | 83
2016-08-27 04:00 | 167 | 46
2016-08-27 04:30 | 160 | 9
2016-08-27 05:00 | 164 | 24
2016-08-27 05:30 | 156 | 6
2016-08-27 06:00 | 157 | 7
2016-08-27 06:30 | 176 | 73
2016-08-27 07:00 | 201 | 119
2016-08-27 07:30 | 221 | 152
2016-08-27 08:00 | 224 | 162
2016-08-27 08:30 | 232 | 175
2016-08-27 09:00 | 216 | 152
2016-08-27 09:30 | 203 | 133
2016-08-27 10:00 | 177 | 89
2016-08-27 10:30 | 159 | 56
2016-08-27 11:00 | 150 | 10
2016-08-27 11:30 | 159 | 47
2016-08-27 12:00 | 173 | 74
2016-08-27 12:30 | 174 | 75
2016-08-27 13:00 | 161 | 48
2016-08-27 13:30 | 159 | 42
2016-08-27 14:00 | 154 | 33
2016-08-27 14:30 | 155 | 34
2016-08-27 15:00 | 155 | 29
2016-08-27 15:30 | 153 | 19
2016-08-27 16:00 | 149 | 21
2016-08-27 16:30 | 158 | 53
2016-08-27 17:00 | 177 | 90
2016-08-27 17:30 | 226 | 167
2016-08-27 18:00 | 295 | 253
2016-08-27 18:30 | 327 | 290
2016-08-27 19:00 | 329 | 291
2016-08-27 19:30 | 308 | 268
2016-08-27 20:00 | 284 | 237
2016-08-27 20:30 | 271 | 222
2016-08-27 21:00 | 257 | 205
2016-08-27 21:30 | 251 | 200
2016-08-27 22:00 | 241 | 187
2016-08-27 22:30 | 188 | 112
2016-08-27 23:00 | 190 | 113
2016-08-27 23:30 | 177 | 88
2016-08-28 | 152 | 24
2016-08-28 00:30 | 149 | 7
2016-08-28 01:00 | 155 | 19
2016-08-28 01:30 | 163 | 31
2016-08-28 02:00 | 167 | 44
2016-08-28 02:30 | 169 | 41
2016-08-28 03:00 | 166 | 34
2016-08-28 03:30 | 168 | 39
2016-08-28 04:00 | 168 | 40
2016-08-28 04:30 | 168 | 39
2016-08-28 05:00 | 167 | 36
2016-08-28 05:30 | 165 | 35
2016-08-28 06:00 | 159 | 8
2016-08-28 06:30 | 158 | 1
2016-08-28 07:00 | 159 | 28
2016-08-28 07:30 | 170 | 64
2016-08-28 08:00 | 193 | 110
2016-08-28 08:30 | 187 | 102
2016-08-28 09:00 | 173 | 77
2016-08-28 09:30 | 166 | 65
2016-08-28 10:00 | 156 | 25
2016-08-28 10:30 | 151 | 14
2016-08-28 11:00 | 156 | 28
2016-08-28 11:30 | 158 | 42
2016-08-28 12:00 | 160 | 41
2016-08-28 12:30 | 156 | 32
2016-08-28 13:00 | 157 | 29
2016-08-28 13:30 | 156 | 19
2016-08-28 14:00 | 157 | 38
2016-08-28 14:30 | 155 | 34
2016-08-28 15:00 | 153 | 22
2016-08-28 15:30 | 151 | 20
2016-08-28 16:00 | 153 | 17
2016-08-28 16:30 | 154 | 23
2016-08-28 17:00 | 170 | 72
2016-08-28 17:30 | 240 | 183
2016-08-28 18:00 | 301 | 258
2016-08-28 18:30 | 323 | 283
2016-08-28 19:00 | 319 | 278
2016-08-28 19:30 | 314 | 272
2016-08-28 20:00 | 299 | 254
2016-08-28 20:30 | 285 | 235
2016-08-28 21:00 | 283 | 234
2016-08-28 21:30 | 282 | 235
2016-08-28 22:00 | 280 | 232
2016-08-28 22:30 | 230 | 164
2016-08-28 23:00 | 207 | 128
2016-08-28 23:30 | 198 | 105
2016-08-29 | 191 | 92
2016-08-29 00:30 | 163 | 39
2016-08-29 01:00 | 164 | 31
2016-08-29 01:30 | 159 | 22
2016-08-29 02:00 | 166 | 20
2016-08-29 02:30 | 171 | 21
2016-08-29 03:00 | 164 | 20
2016-08-29 03:30 | 166 | 8
2016-08-29 04:00 | 171 | 15
2016-08-29 04:30 | 168 | 10
2016-08-29 05:00 | 155 | 11
2016-08-29 05:30 | 147 | 21
2016-08-29 06:00 | 168 | 64
2016-08-29 06:30 | 212 | 149
2016-08-29 07:00 | 260 | 213
2016-08-29 07:30 | 266 | 220
2016-08-29 08:00 | 267 | 221
2016-08-29 08:30 | 256 | 208
2016-08-29 09:00 | 229 | 174
2016-08-29 09:30 | 221 | 163
2016-08-29 10:00 | 208 | 145
2016-08-29 10:30 | 175 | 98
2016-08-29 11:00 | 161 | 72
2016-08-29 11:30 | 150 | 49
2016-08-29 12:00 | 144 | 23
2016-08-29 12:30 | 144 | 3
2016-08-29 13:00 | 156 | 47
2016-08-29 13:30 | 151 | 37
2016-08-29 14:00 | 144 | 9
2016-08-29 14:30 | 146 | 33
2016-08-29 15:00 | 148 | 33
2016-08-29 15:30 | 149 | 48
2016-08-29 16:00 | 174 | 90
2016-08-29 16:30 | 195 | 123
2016-08-29 17:00 | 211 | 147
2016-08-29 17:30 | 215 | 153
2016-08-29 18:00 | 222 | 164
2016-08-29 18:30 | 218 | 159
2016-08-29 19:00 | 226 | 173
2016-08-29 19:30 | 203 | 142
2016-08-29 20:00 | 205 | 144
2016-08-29 20:30 | 217 | 160
2016-08-29 21:00 | 204 | 142
2016-08-29 21:30 | 200 | 132
2016-08-29 22:00 | 192 | 111
2016-08-29 22:30 | 167 | 74
2016-08-29 23:00 | 166 | 56
2016-08-29 23:30 | 160 | 24
2016-08-30 | 152 | 1
2016-08-30 00:30 | 160 | 20
2016-08-30 01:00 | 168 | 42
2016-08-30 01:30 | 188 | 87
2016-08-30 02:00 | 195 | 101
2016-08-30 02:30 | 205 | 118
2016-08-30 03:00 | 203 | 112
2016-08-30 03:30 | 203 | 114
2016-08-30 04:00 | 198 | 103
2016-08-30 04:30 | 195 | 98
2016-08-30 05:00 | 187 | 80
2016-08-30 05:30 | 183 | 69
2016-08-30 06:00 | 165 | 24
2016-08-30 06:30 | 176 | 88
2016-08-30 07:00 | 213 | 146
2016-08-30 07:30 | 225 | 161
2016-08-30 08:00 | 230 | 168
2016-08-30 08:30 | 233 | 173
2016-08-30 09:00 | 217 | 153
2016-08-30 09:30 | 200 | 134
2016-08-30 10:00 | 196 | 131
2016-08-30 10:30 | 185 | 107
2016-08-30 11:00 | 175 | 89
2016-08-30 11:30 | 168 | 75
2016-08-30 12:00 | 152 | 34
2016-08-30 12:30 | 155 | 32
2016-08-30 13:00 | 153 | 28
2016-08-30 13:30 | 157 | 11
2016-08-30 14:00 | 157 | 16
2016-08-30 14:30 | 157 | 7
2016-08-30 15:00 | 160 | 22
2016-08-30 15:30 | 165 | 47
2016-08-30 16:00 | 180 | 78
2016-08-30 16:30 | 198 | 108
2016-08-30 17:00 | 198 | 106
2016-08-30 17:30 | 236 | 166
2016-08-30 18:00 | 259 | 199
2016-08-30 18:30 | 272 | 215
2016-08-30 19:00 | 273 | 215
2016-08-30 19:30 | 264 | 203
2016-08-30 20:00 | 256 | 192
2016-08-30 20:30 | 253 | 188
2016-08-30 21:00 | 258 | 193
2016-08-30 21:30 | 246 | 179
2016-08-30 22:00 | 220 | 139
2016-08-30 22:30 | 183 | 83
2016-08-30 23:00 | 182 | 80
2016-08-30 23:30 | 177 | 65
2016-08-31 | 160 | 22
2016-08-31 00:30 | 164 | 8
2016-08-31 01:00 | 175 | 54
2016-08-31 01:30 | 188 | 85
2016-08-31 02:00 | 184 | 84
2016-08-31 02:30 | 189 | 92
2016-08-31 03:00 | 193 | 97
2016-08-31 03:30 | 191 | 95
2016-08-31 04:00 | 194 | 100
2016-08-31 04:30 | 194 | 99
2016-08-31 05:00 | 191 | 95
2016-08-31 05:30 | 184 | 83
2016-08-31 06:00 | 154 | 22
2016-08-31 06:30 | 153 | 43
2016-08-31 07:00 | 176 | 90
2016-08-31 07:30 | 199 | 125
2016-08-31 08:00 | 204 | 135
2016-08-31 08:30 | 187 | 110
2016-08-31 09:00 | 172 | 87
2016-08-31 09:30 | 173 | 84
2016-08-31 10:00 | 156 | 66
2016-08-31 10:30 | 144 | 40
2016-08-31 11:00 | 148 | 44
2016-08-31 11:30 | 164 | 68
2016-08-31 12:00 | 171 | 82
2016-08-31 12:30 | 168 | 83
2016-08-31 13:00 | 163 | 61
2016-08-31 13:30 | 164 | 69
2016-08-31 14:00 | 167 | 76
2016-08-31 14:30 | 168 | 79
2016-08-31 15:00 | 172 | 82
2016-08-31 15:30 | 185 | 99
2016-08-31 16:00 | 191 | 111
2016-08-31 16:30 | 195 | 114
2016-08-31 17:00 | 211 | 142
2016-08-31 17:30 | 251 | 195
2016-08-31 18:00 | 281 | 236
2016-08-31 18:30 | 310 | 266
2016-08-31 19:00 | 321 | 279
2016-08-31 19:30 | 307 | 258
2016-08-31 20:00 | 291 | 238
2016-08-31 20:30 | 289 | 233
2016-08-31 21:00 | 263 | 205
2016-08-31 21:30 | 263 | 204
2016-08-31 22:00 | 239 | 170
2016-08-31 22:30 | 224 | 157
2016-08-31 23:00 | 215 | 141
2016-08-31 23:30 | 199 | 103
2016-09-01 | 186 | 70
2016-09-01 00:30 | 187 | 61
2016-09-01 01:00 | 202 | 77
2016-09-01 01:30 | 199 | 64
2016-09-01 02:00 | 192 | 53
2016-09-01 02:30 | 184 | 25
2016-09-01 03:00 | 186 | 34
2016-09-01 03:30 | 184 | 24
2016-09-01 04:00 | 184 | 18
2016-09-01 04:30 | 182 | 23
2016-09-01 05:00 | 180 | 22
2016-09-01 05:30 | 176 | 12
2016-09-01 06:00 | 177 | 34
2016-09-01 06:30 | 226 | 147
2016-09-01 07:00 | 272 | 216
2016-09-01 07:30 | 304 | 254
2016-09-01 08:00 | 322 | 276
2016-09-01 08:30 | 312 | 268
2016-09-01 09:00 | 283 | 231
2016-09-01 09:30 | 272 | 213
2016-09-01 10:00 | 267 | 208
2016-09-01 10:30 | 264 | 203
2016-09-01 11:00 | 264 | 204
2016-09-01 11:30 | 244 | 176
2016-09-01 12:00 | 244 | 176
2016-09-01 12:30 | 248 | 182
2016-09-01 13:00 | 254 | 190
2016-09-01 13:30 | 259 | 196
2016-09-01 14:00 | 273 | 216
2016-09-01 14:30 | 281 | 226
2016-09-01 15:00 | 282 | 228
2016-09-01 15:30 | 253 | 190
2016-09-01 16:00 | 267 | 207
2016-09-01 16:30 | 255 | 192
2016-09-01 17:00 | 245 | 178
2016-09-01 17:30 | 273 | 217
2016-09-01 18:00 | 312 | 269
2016-09-01 18:30 | 314 | 275
2016-09-01 19:00 | 303 | 256
2016-09-01 19:30 | 292 | 236
2016-09-01 20:00 | 292 | 240
2016-09-01 20:30 | 289 | 236
2016-09-01 21:00 | 262 | 198
2016-09-01 21:30 | 247 | 173
2016-09-01 22:00 | 241 | 157
2016-09-01 22:30 | 245 | 162
2016-09-01 23:00 | 228 | 136
2016-09-01 23:30 | 217 | 121
2016-09-02 | 201 | 95
2016-09-02 00:30 | 182 | 44
2016-09-02 01:00 | 181 | 11
2016-09-02 01:30 | 181 | 1
2016-09-02 02:00 | 182 | 20
2016-09-02 02:30 | 187 | 58
2016-09-02 03:00 | 192 | 72
2016-09-02 03:30 | 190 | 69
2016-09-02 04:00 | 191 | 74
2016-09-02 04:30 | 190 | 72
2016-09-02 05:00 | 184 | 54
2016-09-02 05:30 | 173 | 18
2016-09-02 06:00 | 168 | 2
2016-09-02 06:30 | 202 | 111
2016-09-02 07:00 | 241 | 181
2016-09-02 07:30 | 252 | 196
2016-09-02 08:00 | 282 | 233
2016-09-02 08:30 | 289 | 243
2016-09-02 09:00 | 275 | 227
2016-09-02 09:30 | 258 | 208
2016-09-02 10:00 | 244 | 192
2016-09-02 10:30 | 229 | 174
2016-09-02 11:00 | 225 | 167
2016-09-02 11:30 | 228 | 171
2016-09-02 12:00 | 227 | 169
2016-09-02 12:30 | 223 | 159
2016-09-02 13:00 | 224 | 161
2016-09-02 13:30 | 235 | 176
2016-09-02 14:00 | 222 | 158
2016-09-02 14:30 | 227 | 164
2016-09-02 15:00 | 213 | 144
2016-09-02 15:30 | 209 | 138
2016-09-02 16:00 | 229 | 157
2016-09-02 16:30 | 249 | 186
2016-09-02 17:00 | 249 | 186
2016-09-02 17:30 | 286 | 232
2016-09-02 18:00 | 316 | 268
2016-09-02 18:30 | 320 | 272
2016-09-02 19:00 | 312 | 259
2016-09-02 19:30 | 301 | 244
2016-09-02 20:00 | 317 | 262
2016-09-02 20:30 | 308 | 251
2016-09-02 21:00 | 286 | 228
2016-09-02 21:30 | 266 | 204
2016-09-02 22:00 | 246 | 177
2016-09-02 22:30 | 237 | 164
2016-09-02 23:00 | 216 | 141
2016-09-02 23:30 | 216 | 127
2016-09-03 | 206 | 108
2016-09-03 00:30 | 175 | 58
2016-09-03 01:00 | 169 | 43
2016-09-03 01:30 | 175 | 1
2016-09-03 02:00 | 187 | 55
2016-09-03 02:30 | 194 | 72
2016-09-03 03:00 | 193 | 86
2016-09-03 03:30 | 192 | 82
2016-09-03 04:00 | 191 | 81
2016-09-03 04:30 | 192 | 84
2016-09-03 05:00 | 199 | 97
2016-09-03 05:30 | 188 | 76
2016-09-03 06:00 | 183 | 58
2016-09-03 06:30 | 168 | 15
2016-09-03 07:00 | 171 | 36
2016-09-03 07:30 | 180 | 71
2016-09-03 08:00 | 179 | 86
2016-09-03 08:30 | 206 | 129
2016-09-03 09:00 | 210 | 137
2016-09-03 09:30 | 210 | 136
2016-09-03 10:00 | 193 | 107
2016-09-03 10:30 | 167 | 65
2016-09-03 11:00 | 159 | 47
2016-09-03 11:30 | 159 | 41
2016-09-03 12:00 | 156 | 26
2016-09-03 12:30 | 149 | 35
2016-09-03 13:00 | 147 | 12
2016-09-03 13:30 | 151 | 13
2016-09-03 14:00 | 156 | 26
2016-09-03 14:30 | 153 | 6
2016-09-03 15:00 | 155 | 1
2016-09-03 15:30 | 162 | 14
2016-09-03 16:00 | 163 | 40
2016-09-03 16:30 | 170 | 60
2016-09-03 17:00 | 182 | 81
2016-09-03 17:30 | 219 | 146
2016-09-03 18:00 | 242 | 179
2016-09-03 18:30 | 285 | 233
2016-09-03 19:00 | 283 | 235
2016-09-03 19:30 | 269 | 216
2016-09-03 20:00 | 270 | 214
2016-09-03 20:30 | 256 | 195
2016-09-03 21:00 | 238 | 171
2016-09-03 21:30 | 236 | 169
2016-09-03 22:00 | 230 | 160
2016-09-03 22:30 | 214 | 136
2016-09-03 23:00 | 199 | 113
2016-09-03 23:30 | 198 | 107
2016-09-04 | 179 | 75
2016-09-04 00:30 | 163 | 34
2016-09-04 01:00 | 159 | 12
2016-09-04 01:30 | 156 | 13
2016-09-04 02:00 | 167 | 1
2016-09-04 02:30 | 169 | 15
2016-09-04 03:00 | 169 | 16
2016-09-04 03:30 | 175 | 39
2016-09-04 04:00 | 179 | 53
2016-09-04 04:30 | 175 | 52
2016-09-04 05:00 | 169 | 48
2016-09-04 05:30 | 167 | 40
2016-09-04 06:00 | 160 | 1
2016-09-04 06:30 | 160 | 10
2016-09-04 07:00 | 169 | 40
2016-09-04 07:30 | 201 | 99
2016-09-04 08:00 | 207 | 109
2016-09-04 08:30 | 201 | 106
2016-09-04 09:00 | 194 | 94
2016-09-04 09:30 | 186 | 82
2016-09-04 10:00 | 180 | 67
2016-09-04 10:30 | 163 | 38
2016-09-04 11:00 | 161 | 5
2016-09-04 11:30 | 167 | 32
2016-09-04 12:00 | 172 | 51
2016-09-04 12:30 | 179 | 65
2016-09-04 13:00 | 184 | 79
2016-09-04 13:30 | 186 | 84
2016-09-04 14:00 | 185 | 80
2016-09-04 14:30 | 177 | 61
2016-09-04 15:00 | 172 | 50
2016-09-04 15:30 | 162 | 16
2016-09-04 16:00 | 179 | 69
2016-09-04 16:30 | 175 | 64
2016-09-04 17:00 | 174 | 60
2016-09-04 17:30 | 199 | 110
2016-09-04 18:00 | 233 | 164
2016-09-04 18:30 | 267 | 209
2016-09-04 19:00 | 276 | 220
2016-09-04 19:30 | 276 | 220
2016-09-04 20:00 | 289 | 233
2016-09-04 20:30 | 280 | 222
2016-09-04 21:00 | 272 | 214
2016-09-04 21:30 | 280 | 222
2016-09-04 22:00 | 283 | 223
2016-09-04 22:30 | 235 | 164
2016-09-04 23:00 | 213 | 132
2016-09-04 23:30 | 185 | 92
2016-09-05 | 180 | 79
2016-09-05 00:30 | 169 | 53
2016-09-05 01:00 | 176 | 65
2016-09-05 01:30 | 185 | 67
2016-09-05 02:00 | 178 | 49
2016-09-05 02:30 | 176 | 29
2016-09-05 03:00 | 174 | 12
2016-09-05 03:30 | 176 | 14
2016-09-05 04:00 | 174 | 15
2016-09-05 04:30 | 183 | 52
2016-09-05 05:00 | 193 | 75
2016-09-05 05:30 | 193 | 86
2016-09-05 06:00 | 212 | 123
2016-09-05 06:30 | 222 | 144
2016-09-05 07:00 | 263 | 206
2016-09-05 07:30 | 271 | 213
2016-09-05 08:00 | 276 | 222
2016-09-05 08:30 | 275 | 223
2016-09-05 09:00 | 266 | 212
2016-09-05 09:30 | 254 | 198
2016-09-05 10:00 | 246 | 189
2016-09-05 10:30 | 230 | 167
2016-09-05 11:00 | 213 | 141
2016-09-05 11:30 | 197 | 113
2016-09-05 12:00 | 181 | 86
2016-09-05 12:30 | 188 | 102
2016-09-05 13:00 | 191 | 109
2016-09-05 13:30 | 187 | 104
2016-09-05 14:00 | 201 | 127
2016-09-05 14:30 | 215 | 147
2016-09-05 15:00 | 221 | 156
2016-09-05 15:30 | 226 | 160
2016-09-05 16:00 | 235 | 170
2016-09-05 16:30 | 264 | 209
2016-09-05 17:00 | 300 | 253
2016-09-05 17:30 | 373 | 338
2016-09-05 18:00 | 421 | 391
2016-09-05 18:30 | 441 | 416
2016-09-05 19:00 | 428 | 404
2016-09-05 19:30 | 393 | 365
2016-09-05 20:00 | 380 | 351
2016-09-05 20:30 | 360 | 328
2016-09-05 21:00 | 343 | 309
2016-09-05 21:30 | 319 | 280
2016-09-05 22:00 | 298 | 256
2016-09-05 22:30 | 298 | 253
2016-09-05 23:00 | 287 | 233
2016-09-05 23:30 | 250 | 181
2016-09-06 | 223 | 146
2016-09-06 00:30 | 214 | 132
2016-09-06 01:00 | 215 | 132
2016-09-06 01:30 | 211 | 125
2016-09-06 02:00 | 207 | 117
2016-09-06 02:30 | 205 | 111
2016-09-06 03:00 | 200 | 105
2016-09-06 03:30 | 178 | 60
2016-09-06 04:00 | 171 | 33
2016-09-06 04:30 | 167 | 55
2016-09-06 05:00 | 183 | 68
2016-09-06 05:30 | 177 | 59
2016-09-06 06:00 | 187 | 84
2016-09-06 06:30 | 233 | 167
2016-09-06 07:00 | 304 | 259
2016-09-06 07:30 | 338 | 301
2016-09-06 08:00 | 307 | 265
2016-09-06 08:30 | 296 | 254
2016-09-06 09:00 | 279 | 235
2016-09-06 09:30 | 269 | 222
2016-09-06 10:00 | 230 | 173
2016-09-06 10:30 | 218 | 153
2016-09-06 11:00 | 220 | 147
2016-09-06 11:30 | 207 | 124
2016-09-06 12:00 | 206 | 121
2016-09-06 12:30 | 201 | 109
2016-09-06 13:00 | 202 | 111
2016-09-06 13:30 | 197 | 101
2016-09-06 14:00 | 201 | 114
2016-09-06 14:30 | 206 | 122
2016-09-06 15:00 | 213 | 136
2016-09-06 15:30 | 224 | 151
2016-09-06 16:00 | 232 | 163
2016-09-06 16:30 | 232 | 165
2016-09-06 17:00 | 275 | 224
2016-09-06 17:30 | 315 | 275
2016-09-06 18:00 | 346 | 314
2016-09-06 18:30 | 373 | 342
2016-09-06 19:00 | 366 | 335
2016-09-06 19:30 | 329 | 289
2016-09-06 20:00 | 308 | 262
2016-09-06 20:30 | 310 | 264
2016-09-06 21:00 | 298 | 250
2016-09-06 21:30 | 285 | 238
2016-09-06 22:00 | 268 | 219
2016-09-06 22:30 | 268 | 219
2016-09-06 23:00 | 276 | 227
2016-09-06 23:30 | 244 | 185
2016-09-07 | 217 | 135
2016-09-07 00:30 | 200 | 101
2016-09-07 01:00 | 211 | 106
2016-09-07 01:30 | 205 | 93
2016-09-07 02:00 | 196 | 72
2016-09-07 02:30 | 196 | 63
2016-09-07 03:00 | 186 | 50
2016-09-07 03:30 | 191 | 53
2016-09-07 04:00 | 190 | 57
2016-09-07 04:30 | 188 | 51
2016-09-07 05:00 | 191 | 59
2016-09-07 05:30 | 191 | 68
2016-09-07 06:00 | 189 | 86
2016-09-07 06:30 | 244 | 180
2016-09-07 07:00 | 278 | 229
2016-09-07 07:30 | 284 | 236
2016-09-07 08:00 | 280 | 234
2016-09-07 08:30 | 275 | 228
2016-09-07 09:00 | 271 | 223
2016-09-07 09:30 | 252 | 197
2016-09-07 10:00 | 256 | 200
2016-09-07 10:30 | 261 | 206
2016-09-07 11:00 | 246 | 185
2016-09-07 11:30 | 225 | 156
2016-09-07 12:00 | 230 | 166
2016-09-07 12:30 | 222 | 155
2016-09-07 13:00 | 215 | 142
2016-09-07 13:30 | 209 | 132
2016-09-07 14:00 | 211 | 133
2016-09-07 14:30 | 209 | 130
2016-09-07 15:00 | 219 | 148
2016-09-07 15:30 | 235 | 171
2016-09-07 16:00 | 229 | 165
2016-09-07 16:30 | 250 | 195
2016-09-07 17:00 | 274 | 226
2016-09-07 17:30 | 319 | 282
2016-09-07 18:00 | 349 | 319
2016-09-07 18:30 | 375 | 347
2016-09-07 19:00 | 358 | 326
2016-09-07 19:30 | 356 | 320
2016-09-07 20:00 | 362 | 327
2016-09-07 20:30 | 343 | 307
2016-09-07 21:00 | 313 | 270
2016-09-07 21:30 | 291 | 241
2016-09-07 22:00 | 283 | 231
2016-09-07 22:30 | 278 | 229
2016-09-07 23:00 | 282 | 237
2016-09-07 23:30 | 245 | 185
2016-09-08 | 195 | 97
2016-09-08 00:30 | 188 | 79
2016-09-08 01:00 | 200 | 95
2016-09-08 01:30 | 213 | 116
2016-09-08 02:00 | 201 | 87
2016-09-08 02:30 | 186 | 68
2016-09-08 03:00 | 183 | 44
2016-09-08 03:30 | 180 | 30
2016-09-08 04:00 | 177 | 12
2016-09-08 04:30 | 173 | 17
2016-09-08 05:00 | 173 | 35
2016-09-08 05:30 | 195 | 90
2016-09-08 06:00 | 197 | 100
2016-09-08 06:30 | 229 | 160
2016-09-08 07:00 | 294 | 246
2016-09-08 07:30 | 293 | 245
2016-09-08 08:00 | 283 | 236
2016-09-08 08:30 | 260 | 207
2016-09-08 09:00 | 250 | 191
2016-09-08 09:30 | 247 | 183
2016-09-08 10:00 | 235 | 167
2016-09-08 10:30 | 227 | 156
2016-09-08 11:00 | 208 | 126
2016-09-08 11:30 | 208 | 125
2016-09-08 12:00 | 204 | 117
2016-09-08 12:30 | 200 | 109
2016-09-08 13:00 | 198 | 106
2016-09-08 13:30 | 184 | 98
2016-09-08 14:00 | 190 | 108
2016-09-08 14:30 | 203 | 127
2016-09-08 15:00 | 221 | 149
2016-09-08 15:30 | 230 | 161
2016-09-08 16:00 | 239 | 174
2016-09-08 16:30 | 250 | 191
2016-09-08 17:00 | 271 | 218
2016-09-08 17:30 | 306 | 263
2016-09-08 18:00 | 327 | 291
2016-09-08 18:30 | 303 | 264
2016-09-08 19:00 | 300 | 262
2016-09-08 19:30 | 304 | 262
2016-09-08 20:00 | 289 | 242
2016-09-08 20:30 | 301 | 256
2016-09-08 21:00 | 284 | 235
2016-09-08 21:30 | 285 | 238
2016-09-08 22:00 | 269 | 216
2016-09-08 22:30 | 269 | 214
2016-09-08 23:00 | 257 | 199
2016-09-08 23:30 | 226 | 148
2016-09-09 | 190 | 78
2016-09-09 00:30 | 191 | 75
2016-09-09 01:00 | 197 | 71
2016-09-09 01:30 | 195 | 59
2016-09-09 02:00 | 186 | 32
2016-09-09 02:30 | 187 | 30
2016-09-09 03:00 | 188 | 25
2016-09-09 03:30 | 179 | 19
2016-09-09 04:00 | 187 | 27
2016-09-09 04:30 | 185 | 28
2016-09-09 05:00 | 183 | 31
2016-09-09 05:30 | 181 | 42
2016-09-09 06:00 | 176 | 49
2016-09-09 06:30 | 208 | 121
2016-09-09 07:00 | 224 | 156
2016-09-09 07:30 | 241 | 185
2016-09-09 08:00 | 230 | 175
2016-09-09 08:30 | 233 | 174
2016-09-09 09:00 | 219 | 153
2016-09-09 09:30 | 210 | 136
2016-09-09 10:00 | 218 | 152
2016-09-09 10:30 | 239 | 182
2016-09-09 11:00 | 233 | 172
2016-09-09 11:30 | 233 | 174
2016-09-09 12:00 | 231 | 169
2016-09-09 12:30 | 234 | 170
2016-09-09 13:00 | 240 | 178
2016-09-09 13:30 | 241 | 178
2016-09-09 14:00 | 239 | 175
2016-09-09 14:30 | 240 | 177
2016-09-09 15:00 | 236 | 172
2016-09-09 15:30 | 233 | 168
2016-09-09 16:00 | 247 | 187
2016-09-09 16:30 | 248 | 188
2016-09-09 17:00 | 254 | 197
2016-09-09 17:30 | 286 | 239
2016-09-09 18:00 | 304 | 264
2016-09-09 18:30 | 301 | 260
2016-09-09 19:00 | 295 | 253
2016-09-09 19:30 | 288 | 241
2016-09-09 20:00 | 289 | 241
2016-09-09 20:30 | 283 | 232
2016-09-09 21:00 | 271 | 217
2016-09-09 21:30 | 253 | 197
2016-09-09 22:00 | 248 | 188
2016-09-09 22:30 | 247 | 187
2016-09-09 23:00 | 229 | 160
2016-09-09 23:30 | 215 | 130
2016-09-10 | 192 | 76
2016-09-10 00:30 | 190 | 52
2016-09-10 01:00 | 191 | 54
2016-09-10 01:30 | 189 | 43
2016-09-10 02:00 | 193 | 31
2016-09-10 02:30 | 188 | 17
2016-09-10 03:00 | 187 | 4
2016-09-10 03:30 | 185 | 2
2016-09-10 04:00 | 187 | 8
2016-09-10 04:30 | 186 | 4
2016-09-10 05:00 | 186 | 9
2016-09-10 05:30 | 186 | 26
2016-09-10 06:00 | 187 | 30
2016-09-10 06:30 | 189 | 43
2016-09-10 07:00 | 192 | 68
2016-09-10 07:30 | 199 | 84
2016-09-10 08:00 | 210 | 117
2016-09-10 08:30 | 235 | 163
2016-09-10 09:00 | 239 | 174
2016-09-10 09:30 | 237 | 173
2016-09-10 10:00 | 223 | 153
2016-09-10 10:30 | 210 | 134
2016-09-10 11:00 | 212 | 137
2016-09-10 11:30 | 207 | 123
2016-09-10 12:00 | 198 | 105
2016-09-10 12:30 | 195 | 92
2016-09-10 13:00 | 187 | 69
2016-09-10 13:30 | 206 | 109
2016-09-10 14:00 | 216 | 129
2016-09-10 14:30 | 225 | 145
2016-09-10 15:00 | 225 | 143
2016-09-10 15:30 | 216 | 130
2016-09-10 16:00 | 229 | 154
2016-09-10 16:30 | 235 | 168
2016-09-10 17:00 | 269 | 216
2016-09-10 17:30 | 304 | 260
2016-09-10 18:00 | 318 | 275
2016-09-10 18:30 | 341 | 302
2016-09-10 19:00 | 333 | 293
2016-09-10 19:30 | 301 | 251
2016-09-10 20:00 | 294 | 242
2016-09-10 20:30 | 283 | 224
2016-09-10 21:00 | 263 | 201
2016-09-10 21:30 | 259 | 199
2016-09-10 22:00 | 255 | 192
2016-09-10 22:30 | 224 | 145
2016-09-10 23:00 | 223 | 146
2016-09-10 23:30 | 213 | 122
2016-09-11 | 198 | 81
2016-09-11 00:30 | 195 | 64
2016-09-11 01:00 | 199 | 62
2016-09-11 01:30 | 204 | 62
2016-09-11 02:00 | 213 | 79
2016-09-11 02:30 | 215 | 84
2016-09-11 03:00 | 222 | 97
2016-09-11 03:30 | 222 | 93
2016-09-11 04:00 | 223 | 97
2016-09-11 04:30 | 225 | 102
2016-09-11 05:00 | 232 | 119
2016-09-11 05:30 | 235 | 125
2016-09-11 06:00 | 231 | 120
2016-09-11 06:30 | 225 | 108
2016-09-11 07:00 | 214 | 88
2016-09-11 07:30 | 220 | 105
2016-09-11 08:00 | 238 | 144
2016-09-11 08:30 | 242 | 157
2016-09-11 09:00 | 229 | 139
2016-09-11 09:30 | 214 | 110
2016-09-11 10:00 | 206 | 96
2016-09-11 10:30 | 195 | 71
2016-09-11 11:00 | 181 | 45
2016-09-11 11:30 | 175 | 32
2016-09-11 12:00 | 177 | 53
2016-09-11 12:30 | 177 | 43
2016-09-11 13:00 | 169 | 37
2016-09-11 13:30 | 169 | 40
2016-09-11 14:00 | 171 | 47
2016-09-11 14:30 | 174 | 51
2016-09-11 15:00 | 185 | 80
2016-09-11 15:30 | 209 | 116
2016-09-11 16:00 | 224 | 144
2016-09-11 16:30 | 230 | 154
2016-09-11 17:00 | 227 | 151
2016-09-11 17:30 | 257 | 192
2016-09-11 18:00 | 291 | 237
2016-09-11 18:30 | 332 | 289
2016-09-11 19:00 | 321 | 274
2016-09-11 19:30 | 295 | 243
2016-09-11 20:00 | 280 | 224
2016-09-11 20:30 | 268 | 209
2016-09-11 21:00 | 247 | 182
2016-09-11 21:30 | 250 | 185
2016-09-11 22:00 | 234 | 163
2016-09-11 22:30 | 192 | 95
2016-09-11 23:00 | 188 | 86
2016-09-11 23:30 | 174 | 57
2016-09-12 | 165 | 43
2016-09-12 00:30 | 165 | 19
2016-09-12 01:00 | 164 | 8
2016-09-12 01:30 | 160 | 4
2016-09-12 02:00 | 164 | 13
2016-09-12 02:30 | 167 | 13
2016-09-12 03:00 | 164 | 13
2016-09-12 03:30 | 162 | 1
2016-09-12 04:00 | 158 | 9
2016-09-12 04:30 | 164 | 1
2016-09-12 05:00 | 161 | 3
2016-09-12 05:30 | 166 | 40
2016-09-12 06:00 | 188 | 80
2016-09-12 06:30 | 202 | 112
2016-09-12 07:00 | 243 | 176
2016-09-12 07:30 | 219 | 144
2016-09-12 08:00 | 233 | 162
2016-09-12 08:30 | 214 | 136
2016-09-12 09:00 | 191 | 100
2016-09-12 09:30 | 188 | 94
2016-09-12 10:00 | 185 | 86
2016-09-12 10:30 | 178 | 74
2016-09-12 11:00 | 175 | 75
2016-09-12 11:30 | 170 | 75
2016-09-12 12:00 | 174 | 81
2016-09-12 12:30 | 175 | 82
2016-09-12 13:00 | 176 | 83
2016-09-12 13:30 | 176 | 85
2016-09-12 14:00 | 179 | 87
2016-09-12 14:30 | 193 | 111
2016-09-12 15:00 | 197 | 118
2016-09-12 15:30 | 207 | 134
2016-09-12 16:00 | 236 | 176
2016-09-12 16:30 | 249 | 190
2016-09-12 17:00 | 291 | 243
2016-09-12 17:30 | 320 | 277
2016-09-12 18:00 | 348 | 312
2016-09-12 18:30 | 355 | 319
2016-09-12 19:00 | 344 | 307
2016-09-12 19:30 | 298 | 253
2016-09-12 20:00 | 299 | 254
2016-09-12 20:30 | 295 | 251
2016-09-12 21:00 | 258 | 204
2016-09-12 21:30 | 241 | 181
2016-09-12 22:00 | 228 | 162
2016-09-12 22:30 | 239 | 171
2016-09-12 23:00 | 217 | 136
2016-09-12 23:30 | 216 | 132
2016-09-13 | 194 | 89
2016-09-13 00:30 | 190 | 82
2016-09-13 01:00 | 184 | 67
2016-09-13 01:30 | 173 | 23
2016-09-13 02:00 | 176 | 13
2016-09-13 02:30 | 177 | 24
2016-09-13 03:00 | 173 | 21
2016-09-13 03:30 | 170 | 18
2016-09-13 04:00 | 169 | 25
2016-09-13 04:30 | 175 | 30
2016-09-13 05:00 | 177 | 35
2016-09-13 05:30 | 175 | 48
2016-09-13 06:00 | 177 | 59
2016-09-13 06:30 | 210 | 118
2016-09-13 07:00 | 261 | 199
2016-09-13 07:30 | 288 | 236
2016-09-13 08:00 | 323 | 279
2016-09-13 08:30 | 324 | 281
2016-09-13 09:00 | 309 | 264
2016-09-13 09:30 | 296 | 251
2016-09-13 10:00 | 274 | 224
2016-09-13 10:30 | 256 | 202
2016-09-13 11:00 | 237 | 178
2016-09-13 11:30 | 257 | 202
2016-09-13 12:00 | 254 | 199
2016-09-13 12:30 | 258 | 204
2016-09-13 13:00 | 256 | 203
2016-09-13 13:30 | 254 | 200
2016-09-13 14:00 | 274 | 224
2016-09-13 14:30 | 280 | 233
2016-09-13 15:00 | 296 | 252
2016-09-13 15:30 | 281 | 235
2016-09-13 16:00 | 293 | 250
2016-09-13 16:30 | 285 | 242
2016-09-13 17:00 | 461 | 444
2016-09-13 17:30 | 501 | 486
2016-09-13 18:00 | 394 | 366
2016-09-13 18:30 | 360 | 329
2016-09-13 19:00 | 347 | 314
2016-09-13 19:30 | 325 | 289
2016-09-13 20:00 | 332 | 297
2016-09-13 20:30 | 320 | 283
2016-09-13 21:00 | 295 | 254
2016-09-13 21:30 | 248 | 195
2016-09-13 22:00 | 246 | 189
2016-09-13 22:30 | 233 | 173
2016-09-13 23:00 | 206 | 135
2016-09-13 23:30 | 201 | 124
2016-09-14 | 176 | 82
2016-09-14 00:30 | 161 | 43
2016-09-14 01:00 | 159 | 48
2016-09-14 01:30 | 158 | 19
2016-09-14 02:00 | 159 | 19
2016-09-14 02:30 | 168 | 13
2016-09-14 03:00 | 167 | 13
2016-09-14 03:30 | 165 | 18
2016-09-14 04:00 | 166 | 21
2016-09-14 04:30 | 165 | 15
2016-09-14 05:00 | 167 | 27
2016-09-14 05:30 | 178 | 53
2016-09-14 06:00 | 186 | 70
2016-09-14 06:30 | 212 | 127
2016-09-14 07:00 | 228 | 166
2016-09-14 07:30 | 263 | 210
2016-09-14 08:00 | 276 | 229
2016-09-14 08:30 | 275 | 227
2016-09-14 09:00 | 271 | 223
2016-09-14 09:30 | 272 | 225
2016-09-14 10:00 | 265 | 216
2016-09-14 10:30 | 254 | 202
2016-09-14 11:00 | 245 | 191
2016-09-14 11:30 | 245 | 191
2016-09-14 12:00 | 241 | 188
2016-09-14 12:30 | 202 | 129
2016-09-14 13:00 | 203 | 129
2016-09-14 13:30 | 206 | 136
2016-09-14 14:00 | 216 | 149
2016-09-14 14:30 | 216 | 152
2016-09-14 15:00 | 219 | 155
2016-09-14 15:30 | 211 | 142
2016-09-14 16:00 | 215 | 148
2016-09-14 16:30 | 224 | 162
2016-09-14 17:00 | 243 | 186
2016-09-14 17:30 | 285 | 238
2016-09-14 18:00 | 289 | 244
2016-09-14 18:30 | 314 | 274
2016-09-14 19:00 | 316 | 276
2016-09-14 19:30 | 283 | 235
2016-09-14 20:00 | 274 | 225
2016-09-14 20:30 | 257 | 205
2016-09-14 21:00 | 246 | 190
2016-09-14 21:30 | 255 | 201
2016-09-14 22:00 | 245 | 189
2016-09-14 22:30 | 265 | 214
2016-09-14 23:00 | 252 | 199
2016-09-14 23:30 | 248 | 192
2016-09-15 | 243 | 183
2016-09-15 00:30 | 220 | 145
2016-09-15 01:00 | 182 | 80
2016-09-15 01:30 | 173 | 63
2016-09-15 02:00 | 173 | 63
2016-09-15 02:30 | 164 | 34
2016-09-15 03:00 | 168 | 46
2016-09-15 03:30 | 170 | 44
2016-09-15 04:00 | 173 | 49
2016-09-15 04:30 | 171 | 58
2016-09-15 05:00 | 177 | 63
2016-09-15 05:30 | 178 | 71
2016-09-15 06:00 | 180 | 68
2016-09-15 06:30 | 189 | 90
2016-09-15 07:00 | 266 | 211
2016-09-15 07:30 | 313 | 267
2016-09-15 08:00 | 326 | 284
2016-09-15 08:30 | 337 | 299
2016-09-15 09:00 | 327 | 289
2016-09-15 09:30 | 297 | 255
2016-09-15 10:00 | 281 | 236
2016-09-15 10:30 | 280 | 237
2016-09-15 11:00 | 276 | 234
2016-09-15 11:30 | 261 | 216
2016-09-15 12:00 | 279 | 237
2016-09-15 12:30 | 271 | 228
2016-09-15 13:00 | 257 | 212
2016-09-15 13:30 | 270 | 227
2016-09-15 14:00 | 279 | 237
2016-09-15 14:30 | 279 | 238
2016-09-15 15:00 | 288 | 248
2016-09-15 15:30 | 290 | 249
2016-09-15 16:00 | 286 | 245
2016-09-15 16:30 | 292 | 253
2016-09-15 17:00 | 289 | 248
2016-09-15 17:30 | 275 | 232
2016-09-15 18:00 | 289 | 249
2016-09-15 18:30 | 293 | 252
2016-09-15 19:00 | 296 | 256
2016-09-15 19:30 | 262 | 216
2016-09-15 20:00 | 253 | 204
2016-09-15 20:30 | 241 | 188
2016-09-15 21:00 | 241 | 188
2016-09-15 21:30 | 252 | 202
2016-09-15 22:00 | 226 | 169
2016-09-15 22:30 | 202 | 132
2016-09-15 23:00 | 197 | 127
2016-09-15 23:30 | 192 | 117
2016-09-16 | 188 | 99
2016-09-16 00:30 | 175 | 75
2016-09-16 01:00 | 177 | 68
2016-09-16 01:30 | 175 | 66
2016-09-16 02:00 | 175 | 62
2016-09-16 02:30 | 162 | 40
2016-09-16 03:00 | 163 | 27
2016-09-16 03:30 | 164 | 28
2016-09-16 04:00 | 159 | 32
2016-09-16 04:30 | 164 | 38
2016-09-16 05:00 | 161 | 27
2016-09-16 05:30 | 170 | 39
2016-09-16 06:00 | 176 | 64
2016-09-16 06:30 | 232 | 160
2016-09-16 07:00 | 262 | 204
2016-09-16 07:30 | 279 | 226
2016-09-16 08:00 | 299 | 250
2016-09-16 08:30 | 267 | 211
2016-09-16 09:00 | 248 | 189
2016-09-16 09:30 | 229 | 165
2016-09-16 10:00 | 217 | 148
2016-09-16 10:30 | 203 | 126
2016-09-16 11:00 | 187 | 102
2016-09-16 11:30 | 181 | 93
2016-09-16 12:00 | 178 | 89
2016-09-16 12:30 | 161 | 59
2016-09-16 13:00 | 153 | 34
2016-09-16 13:30 | 155 | 48
2016-09-16 14:00 | 157 | 49
2016-09-16 14:30 | 177 | 85
2016-09-16 15:00 | 188 | 106
2016-09-16 15:30 | 196 | 119
2016-09-16 16:00 | 203 | 129
2016-09-16 16:30 | 206 | 134
2016-09-16 17:00 | 221 | 155
2016-09-16 17:30 | 282 | 234
2016-09-16 18:00 | 319 | 277
2016-09-16 18:30 | 319 | 277
2016-09-16 19:00 | 310 | 265
2016-09-16 19:30 | 304 | 259
2016-09-16 20:00 | 296 | 250
2016-09-16 20:30 | 297 | 251
2016-09-16 21:00 | 292 | 246
2016-09-16 21:30 | 284 | 235
2016-09-16 22:00 | 261 | 207
2016-09-16 22:30 | 236 | 174
2016-09-16 23:00 | 217 | 147
2016-09-16 23:30 | 209 | 134
2016-09-17 | 204 | 127
2016-09-17 00:30 | 205 | 121
2016-09-17 01:00 | 197 | 102
2016-09-17 01:30 | 185 | 82
2016-09-17 02:00 | 184 | 77
2016-09-17 02:30 | 168 | 35
2016-09-17 03:00 | 169 | 33
2016-09-17 03:30 | 178 | 32
2016-09-17 04:00 | 175 | 42
2016-09-17 04:30 | 175 | 38
2016-09-17 05:00 | 177 | 41
2016-09-17 05:30 | 176 | 44
2016-09-17 06:00 | 172 | 55
2016-09-17 06:30 | 194 | 83
2016-09-17 07:00 | 205 | 106
2016-09-17 07:30 | 215 | 125
2016-09-17 08:00 | 223 | 146
2016-09-17 08:30 | 229 | 164
2016-09-17 09:00 | 223 | 159
2016-09-17 09:30 | 212 | 144
2016-09-17 10:00 | 205 | 132
2016-09-17 10:30 | 186 | 100
2016-09-17 11:00 | 166 | 65
2016-09-17 11:30 | 161 | 49
2016-09-17 12:00 | 155 | 52
2016-09-17 12:30 | 157 | 48
2016-09-17 13:00 | 162 | 57
2016-09-17 13:30 | 157 | 49
2016-09-17 14:00 | 154 | 49
2016-09-17 14:30 | 164 | 69
2016-09-17 15:00 | 178 | 93
2016-09-17 15:30 | 191 | 113
2016-09-17 16:00 | 198 | 127
2016-09-17 16:30 | 238 | 182
2016-09-17 17:00 | 238 | 182
2016-09-17 17:30 | 258 | 208
2016-09-17 18:00 | 319 | 281
2016-09-17 18:30 | 340 | 305
2016-09-17 19:00 | 336 | 299
2016-09-17 19:30 | 327 | 288
2016-09-17 20:00 | 297 | 254
2016-09-17 20:30 | 295 | 250
2016-09-17 21:00 | 287 | 238
2016-09-17 21:30 | 274 | 221
2016-09-17 22:00 | 238 | 176
2016-09-17 22:30 | 189 | 101
2016-09-17 23:00 | 181 | 88
2016-09-17 23:30 | 170 | 73
2016-09-18 | 163 | 44
2016-09-18 00:30 | 158 | 29
2016-09-18 01:00 | 160 | 30
2016-09-18 01:30 | 166 | 28
2016-09-18 02:00 | 164 | 17
2016-09-18 02:30 | 157 | 27
2016-09-18 03:00 | 162 | 23
2016-09-18 03:30 | 159 | 15
2016-09-18 04:00 | 162 | 19
2016-09-18 04:30 | 167 | 37
2016-09-18 05:00 | 173 | 46
2016-09-18 05:30 | 175 | 55
2016-09-18 06:00 | 178 | 64
2016-09-18 06:30 | 175 | 64
2016-09-18 07:00 | 186 | 82
2016-09-18 07:30 | 193 | 98
2016-09-18 08:00 | 211 | 119
2016-09-18 08:30 | 239 | 168
2016-09-18 09:00 | 248 | 181
2016-09-18 09:30 | 279 | 222
2016-09-18 10:00 | 287 | 231
2016-09-18 10:30 | 267 | 204
2016-09-18 11:00 | 259 | 194
2016-09-18 11:30 | 259 | 195
2016-09-18 12:00 | 273 | 213
2016-09-18 12:30 | 271 | 209
2016-09-18 13:00 | 241 | 170
2016-09-18 13:30 | 229 | 153
2016-09-18 14:00 | 228 | 150
2016-09-18 14:30 | 225 | 145
2016-09-18 15:00 | 235 | 161
2016-09-18 15:30 | 237 | 164
2016-09-18 16:00 | 232 | 157
2016-09-18 16:30 | 243 | 175
2016-09-18 17:00 | 264 | 201
2016-09-18 17:30 | 312 | 262
2016-09-18 18:00 | 336 | 290
2016-09-18 18:30 | 364 | 327
2016-09-18 19:00 | 365 | 330
2016-09-18 19:30 | 327 | 287
2016-09-18 20:00 | 341 | 302
2016-09-18 20:30 | 331 | 290
2016-09-18 21:00 | 326 | 285
2016-09-18 21:30 | 321 | 279
2016-09-18 22:00 | 298 | 250
2016-09-18 22:30 | 232 | 165
2016-09-18 23:00 | 216 | 145
2016-09-18 23:30 | 203 | 124
2016-09-19 | 182 | 85
2016-09-19 00:30 | 174 | 63
2016-09-19 01:00 | 166 | 54
2016-09-19 01:30 | 175 | 59
2016-09-19 02:00 | 181 | 57
2016-09-19 02:30 | 180 | 54
2016-09-19 03:00 | 187 | 56
2016-09-19 03:30 | 189 | 63
2016-09-19 04:00 | 196 | 67
2016-09-19 04:30 | 198 | 67
2016-09-19 05:00 | 197 | 64
2016-09-19 05:30 | 196 | 65
2016-09-19 06:00 | 201 | 82
2016-09-19 06:30 | 238 | 148
2016-09-19 07:00 | 267 | 197
2016-09-19 07:30 | 272 | 209
2016-09-19 08:00 | 310 | 257
2016-09-19 08:30 | 328 | 281
2016-09-19 09:00 | 296 | 247
2016-09-19 09:30 | 279 | 227
2016-09-19 10:00 | 265 | 214
2016-09-19 10:30 | 251 | 198
2016-09-19 11:00 | 235 | 179
2016-09-19 11:30 | 216 | 154
2016-09-19 12:00 | 203 | 136
2016-09-19 12:30 | 199 | 130
2016-09-19 13:00 | 204 | 137
2016-09-19 13:30 | 207 | 143
2016-09-19 14:00 | 211 | 146
2016-09-19 14:30 | 204 | 137
2016-09-19 15:00 | 205 | 139
2016-09-19 15:30 | 205 | 140
2016-09-19 16:00 | 223 | 164
2016-09-19 16:30 | 221 | 161
2016-09-19 17:00 | 269 | 223
2016-09-19 17:30 | 311 | 273
2016-09-19 18:00 | 324 | 287
2016-09-19 18:30 | 345 | 312
2016-09-19 19:00 | 340 | 305
2016-09-19 19:30 | 323 | 285
2016-09-19 20:00 | 343 | 308
2016-09-19 20:30 | 322 | 284
2016-09-19 21:00 | 296 | 253
2016-09-19 21:30 | 294 | 250
2016-09-19 22:00 | 263 | 209
2016-09-19 22:30 | 224 | 157
2016-09-19 23:00 | 221 | 152
2016-09-19 23:30 | 221 | 148
2016-09-20 | 204 | 116
2016-09-20 00:30 | 185 | 81
2016-09-20 01:00 | 182 | 72
2016-09-20 01:30 | 184 | 73
2016-09-20 02:00 | 185 | 71
2016-09-20 02:30 | 179 | 68
2016-09-20 03:00 | 182 | 66
2016-09-20 03:30 | 183 | 69
2016-09-20 04:00 | 178 | 64
2016-09-20 04:30 | 174 | 71
2016-09-20 05:00 | 186 | 81
2016-09-20 05:30 | 180 | 75
2016-09-20 06:00 | 173 | 68
2016-09-20 06:30 | 210 | 126
2016-09-20 07:00 | 237 | 169
2016-09-20 07:30 | 258 | 196
2016-09-20 08:00 | 266 | 207
2016-09-20 08:30 | 250 | 188
2016-09-20 09:00 | 231 | 163
2016-09-20 09:30 | 219 | 150
2016-09-20 10:00 | 229 | 168
2016-09-20 10:30 | 225 | 161
2016-09-20 11:00 | 224 | 160
2016-09-20 11:30 | 198 | 121
2016-09-20 12:00 | 195 | 116
2016-09-20 12:30 | 190 | 106
2016-09-20 13:00 | 184 | 97
2016-09-20 13:30 | 225 | 160
2016-09-20 14:00 | 258 | 203
2016-09-20 14:30 | 277 | 227
2016-09-20 15:00 | 292 | 246
2016-09-20 15:30 | 312 | 268
2016-09-20 16:00 | 302 | 256
2016-09-20 16:30 | 293 | 246
2016-09-20 17:00 | 299 | 253
2016-09-20 17:30 | 315 | 273
2016-09-20 18:00 | 355 | 319
2016-09-20 18:30 | 387 | 355
2016-09-20 19:00 | 391 | 360
2016-09-20 19:30 | 348 | 312
2016-09-20 20:00 | 340 | 304
2016-09-20 20:30 | 329 | 290
2016-09-20 21:00 | 301 | 258
2016-09-20 21:30 | 286 | 240
2016-09-20 22:00 | 258 | 206
2016-09-20 22:30 | 249 | 194
2016-09-20 23:00 | 225 | 163
2016-09-20 23:30 | 213 | 142
2016-09-21 | 198 | 120
2016-09-21 00:30 | 194 | 109
2016-09-21 01:00 | 193 | 98
2016-09-21 01:30 | 197 | 98
2016-09-21 02:00 | 196 | 94
2016-09-21 02:30 | 197 | 97
2016-09-21 03:00 | 196 | 94
2016-09-21 03:30 | 202 | 104
2016-09-21 04:00 | 206 | 111
2016-09-21 04:30 | 204 | 109
2016-09-21 05:00 | 209 | 115
2016-09-21 05:30 | 206 | 112
2016-09-21 06:00 | 215 | 120
2016-09-21 06:30 | 228 | 156
2016-09-21 07:00 | 280 | 227
2016-09-21 07:30 | 312 | 267
2016-09-21 08:00 | 341 | 301
2016-09-21 08:30 | 343 | 303
2016-09-21 09:00 | 320 | 278
2016-09-21 09:30 | 318 | 280
2016-09-21 10:00 | 327 | 289
2016-09-21 10:30 | 314 | 275
2016-09-21 11:00 | 308 | 269
2016-09-21 11:30 | 291 | 248
2016-09-21 12:00 | 251 | 200
2016-09-21 12:30 | 239 | 184
2016-09-21 13:00 | 243 | 189
2016-09-21 13:30 | 244 | 190
2016-09-21 14:00 | 256 | 205
2016-09-21 14:30 | 278 | 233
2016-09-21 15:00 | 249 | 198
2016-09-21 15:30 | 272 | 225
2016-09-21 16:00 | 306 | 264
2016-09-21 16:30 | 317 | 277
2016-09-21 17:00 | 326 | 288
2016-09-21 17:30 | 336 | 298
2016-09-21 18:00 | 352 | 317
2016-09-21 18:30 | 393 | 363
2016-09-21 19:00 | 425 | 397
2016-09-21 19:30 | 395 | 364
2016-09-21 20:00 | 427 | 400
2016-09-21 20:30 | 423 | 395
2016-09-21 21:00 | 388 | 356
2016-09-21 21:30 | 372 | 339
2016-09-21 22:00 | 342 | 304
2016-09-21 22:30 | 330 | 290
2016-09-21 23:00 | 301 | 255
2016-09-21 23:30 | 284 | 235
2016-09-22 | 261 | 206
2016-09-22 00:30 | 245 | 182
2016-09-22 01:00 | 251 | 187
2016-09-22 01:30 | 248 | 183
2016-09-22 02:00 | 246 | 177
2016-09-22 02:30 | 240 | 161
2016-09-22 03:00 | 243 | 165
2016-09-22 03:30 | 228 | 142
2016-09-22 04:00 | 220 | 130
2016-09-22 04:30 | 223 | 136
2016-09-22 05:00 | 226 | 141
2016-09-22 05:30 | 236 | 157
2016-09-22 06:00 | 245 | 170
2016-09-22 06:30 | 293 | 236
2016-09-22 07:00 | 346 | 302
2016-09-22 07:30 | 329 | 286
2016-09-22 08:00 | 347 | 307
2016-09-22 08:30 | 347 | 306
2016-09-22 09:00 | 333 | 291
2016-09-22 09:30 | 297 | 249
2016-09-22 10:00 | 314 | 270
2016-09-22 10:30 | 289 | 241
2016-09-22 11:00 | 302 | 255
2016-09-22 11:30 | 290 | 242
2016-09-22 12:00 | 289 | 240
2016-09-22 12:30 | 301 | 255
2016-09-22 13:00 | 303 | 259
2016-09-22 13:30 | 283 | 238
2016-09-22 14:00 | 286 | 243
2016-09-22 14:30 | 298 | 256
2016-09-22 15:00 | 297 | 255
2016-09-22 15:30 | 302 | 261
2016-09-22 16:00 | 332 | 295
2016-09-22 16:30 | 344 | 308
2016-09-22 17:00 | 374 | 342
2016-09-22 17:30 | 400 | 371
2016-09-22 18:00 | 408 | 380
2016-09-22 18:30 | 436 | 412
2016-09-22 19:00 | 438 | 417
2016-09-22 19:30 | 340 | 308
2016-09-22 20:00 | 348 | 317
2016-09-22 20:30 | 396 | 369
2016-09-22 21:00 | 387 | 359
2016-09-22 21:30 | 369 | 339
2016-09-22 22:00 | 346 | 309
2016-09-22 22:30 | 326 | 286
2016-09-22 23:00 | 325 | 286
2016-09-22 23:30 | 281 | 233
2016-09-23 | 252 | 198
2016-09-23 00:30 | 246 | 183
2016-09-23 01:00 | 237 | 169
2016-09-23 01:30 | 233 | 162
2016-09-23 02:00 | 235 | 159
2016-09-23 02:30 | 237 | 156
2016-09-23 03:00 | 236 | 157
2016-09-23 03:30 | 237 | 158
2016-09-23 04:00 | 233 | 151
2016-09-23 04:30 | 236 | 154
2016-09-23 05:00 | 234 | 153
2016-09-23 05:30 | 238 | 160
2016-09-23 06:00 | 249 | 176
2016-09-23 06:30 | 263 | 198
2016-09-23 07:00 | 309 | 259
2016-09-23 07:30 | 297 | 248
2016-09-23 08:00 | 284 | 232
2016-09-23 08:30 | 283 | 231
2016-09-23 09:00 | 275 | 222
2016-09-23 09:30 | 246 | 193
2016-09-23 10:00 | 240 | 184
2016-09-23 10:30 | 251 | 198
2016-09-23 11:00 | 258 | 208
2016-09-23 11:30 | 270 | 222
2016-09-23 12:00 | 265 | 213
2016-09-23 12:30 | 251 | 192
2016-09-23 13:00 | 247 | 188
2016-09-23 13:30 | 233 | 168
2016-09-23 14:00 | 237 | 173
2016-09-23 14:30 | 234 | 169
2016-09-23 15:00 | 267 | 210
2016-09-23 15:30 | 259 | 201
2016-09-23 16:00 | 260 | 204
2016-09-23 16:30 | 283 | 232
2016-09-23 17:00 | 274 | 227
2016-09-23 17:30 | 282 | 232
2016-09-23 18:00 | 297 | 251
2016-09-23 18:30 | 303 | 259
2016-09-23 19:00 | 313 | 272
2016-09-23 19:30 | 301 | 256
2016-09-23 20:00 | 297 | 252
2016-09-23 20:30 | 296 | 250
2016-09-23 21:00 | 287 | 240
2016-09-23 21:30 | 299 | 254
2016-09-23 22:00 | 289 | 242
2016-09-23 22:30 | 276 | 227
2016-09-23 23:00 | 290 | 243
2016-09-23 23:30 | 300 | 255
2016-09-24 | 296 | 248
2016-09-24 00:30 | 274 | 221
2016-09-24 01:00 | 261 | 202
2016-09-24 01:30 | 271 | 213
2016-09-24 02:00 | 275 | 219
2016-09-24 02:30 | 271 | 210
2016-09-24 03:00 | 278 | 215
2016-09-24 03:30 | 273 | 206
2016-09-24 04:00 | 254 | 187
2016-09-24 04:30 | 248 | 183
2016-09-24 05:00 | 264 | 204
2016-09-24 05:30 | 265 | 206
2016-09-24 06:00 | 267 | 209
2016-09-24 06:30 | 281 | 227
2016-09-24 07:00 | 282 | 229
2016-09-24 07:30 | 300 | 253
2016-09-24 08:00 | 338 | 300
2016-09-24 08:30 | 316 | 275
2016-09-24 09:00 | 297 | 259
2016-09-24 09:30 | 266 | 218
2016-09-24 10:00 | 278 | 232
2016-09-24 10:30 | 276 | 229
2016-09-24 11:00 | 243 | 189
2016-09-24 11:30 | 240 | 181
2016-09-24 12:00 | 254 | 199
2016-09-24 12:30 | 227 | 166
2016-09-24 13:00 | 232 | 171
2016-09-24 13:30 | 268 | 212
2016-09-24 14:00 | 312 | 264
2016-09-24 14:30 | 305 | 256
2016-09-24 15:00 | 273 | 219
2016-09-24 15:30 | 266 | 210
2016-09-24 16:00 | 320 | 273
2016-09-24 16:30 | 310 | 263
2016-09-24 17:00 | 296 | 245
2016-09-24 17:30 | 301 | 254
2016-09-24 18:00 | 347 | 310
2016-09-24 18:30 | 346 | 310
2016-09-24 19:00 | 329 | 290
2016-09-24 19:30 | 332 | 294
2016-09-24 20:00 | 316 | 276
2016-09-24 20:30 | 320 | 279
2016-09-24 21:00 | 318 | 278
2016-09-24 21:30 | 316 | 275
2016-09-24 22:00 | 330 | 292
2016-09-24 22:30 | 317 | 272
2016-09-24 23:00 | 300 | 253
2016-09-24 23:30 | 315 | 271
2016-09-25 | 307 | 258
2016-09-25 00:30 | 278 | 224
2016-09-25 01:00 | 256 | 194
2016-09-25 01:30 | 224 | 135
2016-09-25 02:00 | 215 | 129
2016-09-25 02:30 | 184 | 78
2016-09-25 03:00 | 184 | 87
2016-09-25 03:30 | 181 | 86
2016-09-25 04:00 | 190 | 103
2016-09-25 04:30 | 192 | 105
2016-09-25 05:00 | 190 | 101
2016-09-25 05:30 | 196 | 109
2016-09-25 06:00 | 201 | 117
2016-09-25 06:30 | 207 | 125
2016-09-25 07:00 | 216 | 139
2016-09-25 07:30 | 230 | 162
2016-09-25 08:00 | 262 | 209
2016-09-25 08:30 | 262 | 212
2016-09-25 09:00 | 260 | 209
2016-09-25 09:30 | 233 | 178
2016-09-25 10:00 | 232 | 166
2016-09-25 10:30 | 228 | 147
2016-09-25 11:00 | 218 | 129
2016-09-25 11:30 | 203 | 101
2016-09-25 12:00 | 213 | 124
2016-09-25 12:30 | 199 | 97
2016-09-25 13:00 | 179 | 55
2016-09-25 13:30 | 166 | 50
2016-09-25 14:00 | 177 | 73
2016-09-25 14:30 | 179 | 78
2016-09-25 15:00 | 184 | 90
2016-09-25 15:30 | 187 | 100
2016-09-25 16:00 | 198 | 118
2016-09-25 16:30 | 214 | 144
2016-09-25 17:00 | 235 | 172
2016-09-25 17:30 | 235 | 172
2016-09-25 18:00 | 267 | 216
2016-09-25 18:30 | 307 | 265
2016-09-25 19:00 | 336 | 297
2016-09-25 19:30 | 325 | 284
2016-09-25 20:00 | 300 | 255
2016-09-25 20:30 | 279 | 232
2016-09-25 21:00 | 273 | 225
2016-09-25 21:30 | 283 | 237
2016-09-25 22:00 | 279 | 232
2016-09-25 22:30 | 242 | 188
2016-09-25 23:00 | 229 | 168
2016-09-25 23:30 | 228 | 166
2016-09-26 | 219 | 151
2016-09-26 00:30 | 201 | 114
2016-09-26 01:00 | 208 | 122
2016-09-26 01:30 | 211 | 119
2016-09-26 02:00 | 212 | 119
2016-09-26 02:30 | 212 | 120
2016-09-26 03:00 | 213 | 122
2016-09-26 03:30 | 213 | 121
2016-09-26 04:00 | 215 | 126
2016-09-26 04:30 | 219 | 136
2016-09-26 05:00 | 233 | 158
2016-09-26 05:30 | 223 | 147
2016-09-26 06:00 | 218 | 138
2016-09-26 06:30 | 230 | 158
2016-09-26 07:00 | 247 | 182
2016-09-26 07:30 | 268 | 207
2016-09-26 08:00 | 268 | 214
2016-09-26 08:30 | 256 | 201
2016-09-26 09:00 | 250 | 193
2016-09-26 09:30 | 243 | 184
2016-09-26 10:00 | 219 | 149
2016-09-26 10:30 | 236 | 171
2016-09-26 11:00 | 233 | 167
2016-09-26 11:30 | 224 | 155
2016-09-26 12:00 | 226 | 159
2016-09-26 12:30 | 225 | 156
2016-09-26 13:00 | 227 | 160
2016-09-26 13:30 | 230 | 164
2016-09-26 14:00 | 235 | 171
2016-09-26 14:30 | 227 | 161
2016-09-26 15:00 | 224 | 158
2016-09-26 15:30 | 221 | 153
2016-09-26 16:00 | 220 | 152
2016-09-26 16:30 | 227 | 161
2016-09-26 17:00 | 260 | 203
2016-09-26 17:30 | 293 | 246
2016-09-26 18:00 | 330 | 290
2016-09-26 18:30 | 347 | 309
2016-09-26 19:00 | 330 | 288
2016-09-26 19:30 | 309 | 263
2016-09-26 20:00 | 304 | 258
2016-09-26 20:30 | 299 | 251
2016-09-26 21:00 | 298 | 250
2016-09-26 21:30 | 294 | 246
2016-09-26 22:00 | 296 | 247
2016-09-26 22:30 | 272 | 216
2016-09-26 23:00 | 252 | 190
2016-09-26 23:30 | 251 | 188
2016-09-27 | 246 | 177
2016-09-27 00:30 | 224 | 142
2016-09-27 01:00 | 225 | 143
2016-09-27 01:30 | 232 | 150
2016-09-27 02:00 | 229 | 153
2016-09-27 02:30 | 225 | 150
2016-09-27 03:00 | 210 | 127
2016-09-27 03:30 | 213 | 132
2016-09-27 04:00 | 222 | 144
2016-09-27 04:30 | 229 | 157
2016-09-27 05:00 | 232 | 159
2016-09-27 05:30 | 234 | 162
2016-09-27 06:00 | 231 | 159
2016-09-27 06:30 | 245 | 180
2016-09-27 07:00 | 291 | 239
2016-09-27 07:30 | 270 | 216
2016-09-27 08:00 | 299 | 253
2016-09-27 08:30 | 273 | 224
2016-09-27 09:00 | 224 | 160
2016-09-27 09:30 | 214 | 146
2016-09-27 10:00 | 210 | 142
2016-09-27 10:30 | 219 | 156
2016-09-27 11:00 | 214 | 150
2016-09-27 11:30 | 184 | 111
2016-09-27 12:00 | 189 | 118
2016-09-27 12:30 | 190 | 116
2016-09-27 13:00 | 197 | 129
2016-09-27 13:30 | 192 | 121
2016-09-27 14:00 | 209 | 146
2016-09-27 14:30 | 208 | 148
2016-09-27 15:00 | 205 | 144
2016-09-27 15:30 | 212 | 153
2016-09-27 16:00 | 227 | 173
2016-09-27 16:30 | 239 | 188
2016-09-27 17:00 | 228 | 175
2016-09-27 17:30 | 247 | 198
2016-09-27 18:00 | 260 | 214
2016-09-27 18:30 | 295 | 255
2016-09-27 19:00 | 304 | 265
2016-09-27 19:30 | 302 | 261
2016-09-27 20:00 | 307 | 267
2016-09-27 20:30 | 289 | 245
2016-09-27 21:00 | 278 | 230
2016-09-27 21:30 | 272 | 222
2016-09-27 22:00 | 260 | 207
2016-09-27 22:30 | 205 | 126
2016-09-27 23:00 | 201 | 120
2016-09-27 23:30 | 204 | 125
2016-09-28 | 202 | 121
2016-09-28 00:30 | 211 | 133
2016-09-28 01:00 | 206 | 122
2016-09-28 01:30 | 205 | 119
2016-09-28 02:00 | 202 | 114
2016-09-28 02:30 | 200 | 111
2016-09-28 03:00 | 194 | 100
2016-09-28 03:30 | 195 | 100
2016-09-28 04:00 | 200 | 111
2016-09-28 04:30 | 201 | 113
2016-09-28 05:00 | 199 | 110
2016-09-28 05:30 | 201 | 119
2016-09-28 06:00 | 207 | 129
2016-09-28 06:30 | 224 | 158
2016-09-28 07:00 | 250 | 194
2016-09-28 07:30 | 259 | 206
2016-09-28 08:00 | 259 | 207
2016-09-28 08:30 | 257 | 205
2016-09-28 09:00 | 229 | 171
2016-09-28 09:30 | 210 | 143
2016-09-28 10:00 | 195 | 123
2016-09-28 10:30 | 180 | 102
2016-09-28 11:00 | 194 | 121
2016-09-28 11:30 | 200 | 130
2016-09-28 12:00 | 225 | 163
2016-09-28 12:30 | 215 | 150
2016-09-28 13:00 | 208 | 139
2016-09-28 13:30 | 213 | 147
2016-09-28 14:00 | 211 | 146
2016-09-28 14:30 | 211 | 144
2016-09-28 15:00 | 229 | 172
2016-09-28 15:30 | 233 | 178
2016-09-28 16:00 | 239 | 186
2016-09-28 16:30 | 229 | 175
2016-09-28 17:00 | 242 | 189
2016-09-28 17:30 | 258 | 209
2016-09-28 18:00 | 265 | 219
2016-09-28 18:30 | 293 | 252
2016-09-28 19:00 | 293 | 257
2016-09-28 19:30 | 270 | 224
2016-09-28 20:00 | 271 | 224
2016-09-28 20:30 | 246 | 194
2016-09-28 21:00 | 245 | 191
2016-09-28 21:30 | 243 | 187
2016-09-28 22:00 | 243 | 186
2016-09-28 22:30 | 243 | 188
2016-09-28 23:00 | 226 | 166
2016-09-28 23:30 | 215 | 145
2016-09-29 | 228 | 161
2016-09-29 00:30 | 201 | 115
2016-09-29 01:00 | 187 | 88
2016-09-29 01:30 | 179 | 77
2016-09-29 02:00 | 194 | 88
2016-09-29 02:30 | 199 | 96
2016-09-29 03:00 | 198 | 93
2016-09-29 03:30 | 197 | 88
2016-09-29 04:00 | 193 | 87
2016-09-29 04:30 | 205 | 107
2016-09-29 05:00 | 214 | 123
2016-09-29 05:30 | 216 | 129
2016-09-29 06:00 | 218 | 134
2016-09-29 06:30 | 249 | 182
2016-09-29 07:00 | 322 | 278
2016-09-29 07:30 | 344 | 306
2016-09-29 08:00 | 383 | 351
2016-09-29 08:30 | 392 | 363
2016-09-29 09:00 | 359 | 328
2016-09-29 09:30 | 348 | 315
2016-09-29 10:00 | 351 | 319
2016-09-29 10:30 | 303 | 261
2016-09-29 11:00 | 289 | 245
2016-09-29 11:30 | 299 | 260
2016-09-29 12:00 | 322 | 285
2016-09-29 12:30 | 314 | 277
2016-09-29 13:00 | 317 | 281
2016-09-29 13:30 | 278 | 236
2016-09-29 14:00 | 291 | 249
2016-09-29 14:30 | 309 | 269
2016-09-29 15:00 | 311 | 272
2016-09-29 15:30 | 280 | 236
2016-09-29 16:00 | 301 | 261
2016-09-29 16:30 | 310 | 270
2016-09-29 17:00 | 339 | 304
2016-09-29 17:30 | 342 | 307
2016-09-29 18:00 | 346 | 306
2016-09-29 18:30 | 356 | 324
2016-09-29 19:00 | 373 | 341
2016-09-29 19:30 | 354 | 320
2016-09-29 20:00 | 331 | 293
2016-09-29 20:30 | 332 | 295
2016-09-29 21:00 | 317 | 276
2016-09-29 21:30 | 316 | 275
2016-09-29 22:00 | 323 | 283
2016-09-29 22:30 | 316 | 273
2016-09-29 23:00 | 310 | 266
2016-09-29 23:30 | 290 | 240
2016-09-30 | 276 | 220
2016-09-30 00:30 | 250 | 188
2016-09-30 01:00 | 238 | 169
2016-09-30 01:30 | 240 | 171
2016-09-30 02:00 | 225 | 152
2016-09-30 02:30 | 223 | 150
2016-09-30 03:00 | 232 | 160
2016-09-30 03:30 | 219 | 141
2016-09-30 04:00 | 224 | 150
2016-09-30 04:30 | 228 | 156
2016-09-30 05:00 | 229 | 157
2016-09-30 05:30 | 233 | 165
2016-09-30 06:00 | 229 | 160
2016-09-30 06:30 | 247 | 187
2016-09-30 07:00 | 277 | 227
2016-09-30 07:30 | 312 | 271
2016-09-30 08:00 | 349 | 315
2016-09-30 08:30 | 354 | 320
2016-09-30 09:00 | 337 | 302
2016-09-30 09:30 | 345 | 313
2016-09-30 10:00 | 330 | 295
2016-09-30 10:30 | 311 | 275
2016-09-30 11:00 | 316 | 278
2016-09-30 11:30 | 280 | 237
2016-09-30 12:00 | 266 | 221
2016-09-30 12:30 | 252 | 203
2016-09-30 13:00 | 253 | 207
2016-09-30 13:30 | 259 | 211
2016-09-30 14:00 | 265 | 216
2016-09-30 14:30 | 275 | 228
2016-09-30 15:00 | 279 | 233
2016-09-30 15:30 | 279 | 234
2016-09-30 16:00 | 302 | 259
2016-09-30 16:30 | 368 | 334
2016-09-30 17:00 | 407 | 377
2016-09-30 17:30 | 386 | 357
2016-09-30 18:00 | 396 | 367
2016-09-30 18:30 | 435 | 410
2016-09-30 19:00 | 436 | 411
2016-09-30 19:30 | 412 | 385
2016-09-30 20:00 | 407 | 379
2016-09-30 20:30 | 373 | 343
2016-09-30 21:00 | 369 | 339
2016-09-30 21:30 | 314 | 276
2016-09-30 22:00 | 285 | 243
2016-09-30 22:30 | 285 | 240
2016-09-30 23:00 | 247 | 194
2016-09-30 23:30 | 236 | 177
2016-10-01 | 235 | 168
2016-10-01 00:30 | 191 | 101
2016-10-01 01:00 | 162 | 40
2016-10-01 01:30 | 160 | 22
2016-10-01 02:00 | 161 | 29
2016-10-01 02:30 | 151 | 17
2016-10-01 03:00 | 159 | 25
2016-10-01 03:30 | 169 | 22
2016-10-01 04:00 | 166 | 19
2016-10-01 04:30 | 165 | 26
2016-10-01 05:00 | 167 | 17
2016-10-01 05:30 | 166 | 20
2016-10-01 06:00 | 168 | 33
2016-10-01 06:30 | 167 | 32
2016-10-01 07:00 | 170 | 34
2016-10-01 07:30 | 168 | 29
2016-10-01 08:00 | 164 | 42
2016-10-01 08:30 | 173 | 61
2016-10-01 09:00 | 171 | 56
2016-10-01 09:30 | 170 | 63
2016-10-01 10:00 | 167 | 53
2016-10-01 10:30 | 179 | 77
2016-10-01 11:00 | 173 | 62
2016-10-01 11:30 | 160 | 33
2016-10-01 12:00 | 167 | 34
2016-10-01 12:30 | 164 | 45
2016-10-01 13:00 | 161 | 26
2016-10-01 13:30 | 156 | 6
2016-10-01 14:00 | 155 | 10
2016-10-01 14:30 | 155 | 7
2016-10-01 15:00 | 155 | 25
2016-10-01 15:30 | 182 | 88
2016-10-01 16:00 | 194 | 108
2016-10-01 16:30 | 216 | 144
2016-10-01 17:00 | 233 | 169
2016-10-01 17:30 | 218 | 147
2016-10-01 18:00 | 248 | 190
2016-10-01 18:30 | 296 | 250
2016-10-01 19:00 | 303 | 257
2016-10-01 19:30 | 287 | 237
2016-10-01 20:00 | 284 | 232
2016-10-01 20:30 | 293 | 242
2016-10-01 21:00 | 274 | 219
2016-10-01 21:30 | 268 | 212
2016-10-01 22:00 | 253 | 194
2016-10-01 22:30 | 226 | 154
2016-10-01 23:00 | 210 | 133
2016-10-01 23:30 | 204 | 121
2016-10-02 | 200 | 113
2016-10-02 00:30 | 187 | 82
2016-10-02 01:00 | 162 | 24
2016-10-02 01:30 | 172 | 34
2016-10-02 02:00 | 171 | 1
2016-10-02 02:30 | 163 | 1
2016-10-02 03:00 | 167 | 5
2016-10-02 03:30 | 170 | 3
2016-10-02 04:00 | 168 | 5
2016-10-02 04:30 | 170 | 15
2016-10-02 05:00 | 167 | 12
2016-10-02 05:30 | 163 | 8
2016-10-02 06:00 | 162 | 2
2016-10-02 06:30 | 167 | 6
2016-10-02 07:00 | 170 | 6
2016-10-02 07:30 | 171 | 6
2016-10-02 08:00 | 170 | 16
2016-10-02 08:30 | 165 | 2
2016-10-02 09:00 | 169 | 4
2016-10-02 09:30 | 164 | 3
2016-10-02 10:00 | 168 | 34
2016-10-02 10:30 | 170 | 42
2016-10-02 11:00 | 161 | 14
2016-10-02 11:30 | 159 | 5
2016-10-02 12:00 | 166 | 32
2016-10-02 12:30 | 163 | 23
2016-10-02 13:00 | 158 | 3
2016-10-02 13:30 | 160 | 1
2016-10-02 14:00 | 160 | 15
2016-10-02 14:30 | 165 | 51
2016-10-02 15:00 | 177 | 83
2016-10-02 15:30 | 180 | 88
2016-10-02 16:00 | 208 | 134
2016-10-02 16:30 | 204 | 130
2016-10-02 17:00 | 205 | 134
2016-10-02 17:30 | 228 | 166
2016-10-02 18:00 | 243 | 186
2016-10-02 18:30 | 256 | 203
2016-10-02 19:00 | 249 | 193
2016-10-02 19:30 | 235 | 174
2016-10-02 20:00 | 228 | 163
2016-10-02 20:30 | 221 | 152
2016-10-02 21:00 | 203 | 125
2016-10-02 21:30 | 205 | 131
2016-10-02 22:00 | 190 | 106
2016-10-02 22:30 | 216 | 148
2016-10-02 23:00 | 221 | 154
2016-10-02 23:30 | 205 | 131
2016-10-03 | 189 | 104
2016-10-03 00:30 | 197 | 107
2016-10-03 01:00 | 190 | 84
2016-10-03 01:30 | 171 | 26
2016-10-03 02:00 | 167 | 3
2016-10-03 02:30 | 173 | 20
2016-10-03 03:00 | 172 | 7
2016-10-03 03:30 | 173 | 14
2016-10-03 04:00 | 172 | 10
2016-10-03 04:30 | 171 | 1
2016-10-03 05:00 | 167 | 1
2016-10-03 05:30 | 166 | 11
2016-10-03 06:00 | 169 | 19
2016-10-03 06:30 | 174 | 48
2016-10-03 07:00 | 198 | 103
2016-10-03 07:30 | 193 | 88
2016-10-03 08:00 | 210 | 124
2016-10-03 08:30 | 236 | 169
2016-10-03 09:00 | 236 | 170
2016-10-03 09:30 | 231 | 164
2016-10-03 10:00 | 228 | 158
2016-10-03 10:30 | 250 | 188
2016-10-03 11:00 | 252 | 189
2016-10-03 11:30 | 257 | 196
2016-10-03 12:00 | 252 | 189
2016-10-03 12:30 | 254 | 191
2016-10-03 13:00 | 252 | 190
2016-10-03 13:30 | 241 | 175
2016-10-03 14:00 | 240 | 171
2016-10-03 14:30 | 241 | 173
2016-10-03 15:00 | 238 | 170
2016-10-03 15:30 | 251 | 187
2016-10-03 16:00 | 267 | 208
2016-10-03 16:30 | 288 | 233
2016-10-03 17:00 | 295 | 244
2016-10-03 17:30 | 301 | 250
2016-10-03 18:00 | 308 | 261
2016-10-03 18:30 | 307 | 265
2016-10-03 19:00 | 274 | 223
2016-10-03 19:30 | 249 | 195
2016-10-03 20:00 | 274 | 226
2016-10-03 20:30 | 289 | 244
2016-10-03 21:00 | 263 | 214
2016-10-03 21:30 | 222 | 162
2016-10-03 22:00 | 214 | 148
2016-10-03 22:30 | 253 | 201
2016-10-03 23:00 | 272 | 224
2016-10-03 23:30 | 251 | 196
2016-10-04 | 261 | 205
2016-10-04 00:30 | 228 | 156
2016-10-04 01:00 | 200 | 105
2016-10-04 01:30 | 191 | 85
2016-10-04 02:00 | 185 | 60
2016-10-04 02:30 | 173 | 32
2016-10-04 03:00 | 174 | 41
2016-10-04 03:30 | 181 | 51
2016-10-04 04:00 | 180 | 55
2016-10-04 04:30 | 177 | 28
2016-10-04 05:00 | 184 | 59
2016-10-04 05:30 | 200 | 91
2016-10-04 06:00 | 252 | 179
2016-10-04 06:30 | 281 | 220
2016-10-04 07:00 | 315 | 268
2016-10-04 07:30 | 250 | 194
2016-10-04 08:00 | 253 | 198
2016-10-04 08:30 | 262 | 209
2016-10-04 09:00 | 246 | 189
2016-10-04 09:30 | 232 | 178
2016-10-04 10:00 | 203 | 132
2016-10-04 10:30 | 208 | 131
2016-10-04 11:00 | 206 | 132
2016-10-04 11:30 | 216 | 151
2016-10-04 12:00 | 210 | 142
2016-10-04 12:30 | 215 | 149
2016-10-04 13:00 | 218 | 152
2016-10-04 13:30 | 216 | 149
2016-10-04 14:00 | 216 | 149
2016-10-04 14:30 | 249 | 194
2016-10-04 15:00 | 270 | 220
2016-10-04 15:30 | 245 | 189
2016-10-04 16:00 | 244 | 189
2016-10-04 16:30 | 259 | 207
2016-10-04 17:00 | 277 | 230
2016-10-04 17:30 | 291 | 244
2016-10-04 18:00 | 306 | 264
2016-10-04 18:30 | 305 | 264
2016-10-04 19:00 | 315 | 274
2016-10-04 19:30 | 309 | 269
2016-10-04 20:00 | 294 | 252
2016-10-04 20:30 | 291 | 248
2016-10-04 21:00 | 256 | 204
2016-10-04 21:30 | 266 | 210
2016-10-04 22:00 | 259 | 202
2016-10-04 22:30 | 252 | 194
2016-10-04 23:00 | 220 | 149
2016-10-04 23:30 | 205 | 123
2016-10-05 | 195 | 105
2016-10-05 00:30 | 186 | 82
2016-10-05 01:00 | 184 | 67
2016-10-05 01:30 | 188 | 71
2016-10-05 02:00 | 188 | 69
2016-10-05 02:30 | 179 | 55
2016-10-05 03:00 | 171 | 38
2016-10-05 03:30 | 171 | 44
2016-10-05 04:00 | 177 | 53
2016-10-05 04:30 | 196 | 91
2016-10-05 05:00 | 224 | 135
2016-10-05 05:30 | 252 | 179
2016-10-05 06:00 | 297 | 238
2016-10-05 06:30 | 286 | 229
2016-10-05 07:00 | 293 | 244
2016-10-05 07:30 | 269 | 218
2016-10-05 08:00 | 274 | 224
2016-10-05 08:30 | 249 | 195
2016-10-05 09:00 | 236 | 177
2016-10-05 09:30 | 214 | 146
2016-10-05 10:00 | 194 | 114
2016-10-05 10:30 | 191 | 109
2016-10-05 11:00 | 186 | 102
2016-10-05 11:30 | 184 | 102
2016-10-05 12:00 | 182 | 96
2016-10-05 12:30 | 188 | 107
2016-10-05 13:00 | 193 | 115
2016-10-05 13:30 | 189 | 115
2016-10-05 14:00 | 195 | 120
2016-10-05 14:30 | 210 | 143
2016-10-05 15:00 | 239 | 182
2016-10-05 15:30 | 223 | 162
2016-10-05 16:00 | 277 | 230
2016-10-05 16:30 | 288 | 243
2016-10-05 17:00 | 293 | 253
2016-10-05 17:30 | 290 | 247
2016-10-05 18:00 | 310 | 269
2016-10-05 18:30 | 337 | 301
2016-10-05 19:00 | 349 | 313
2016-10-05 19:30 | 341 | 303
2016-10-05 20:00 | 344 | 306
2016-10-05 20:30 | 321 | 279
2016-10-05 21:00 | 299 | 254
2016-10-05 21:30 | 317 | 273
2016-10-05 22:00 | 289 | 240
2016-10-05 22:30 | 328 | 287
2016-10-05 23:00 | 324 | 279
2016-10-05 23:30 | 320 | 270
2016-10-06 | 300 | 245
2016-10-06 00:30 | 269 | 203
2016-10-06 01:00 | 254 | 182
2016-10-06 01:30 | 222 | 133
2016-10-06 02:00 | 201 | 93
2016-10-06 02:30 | 189 | 85
2016-10-06 03:00 | 190 | 72
2016-10-06 03:30 | 189 | 74
2016-10-06 04:00 | 198 | 95
2016-10-06 04:30 | 227 | 144
2016-10-06 05:00 | 247 | 174
2016-10-06 05:30 | 265 | 199
2016-10-06 06:00 | 316 | 265
2016-10-06 06:30 | 333 | 286
2016-10-06 07:00 | 328 | 283
2016-10-06 07:30 | 287 | 234
2016-10-06 08:00 | 305 | 257
2016-10-06 08:30 | 269 | 214
2016-10-06 09:00 | 242 | 180
2016-10-06 09:30 | 222 | 153
2016-10-06 10:00 | 227 | 161
2016-10-06 10:30 | 212 | 140
2016-10-06 11:00 | 209 | 139
2016-10-06 11:30 | 217 | 148
2016-10-06 12:00 | 209 | 140
2016-10-06 12:30 | 212 | 142
2016-10-06 13:00 | 214 | 145
2016-10-06 13:30 | 208 | 139
2016-10-06 14:00 | 200 | 131
2016-10-06 14:30 | 192 | 121
2016-10-06 15:00 | 224 | 166
2016-10-06 15:30 | 233 | 178
2016-10-06 16:00 | 251 | 201
2016-10-06 16:30 | 264 | 217
2016-10-06 17:00 | 295 | 254
2016-10-06 17:30 | 301 | 260
2016-10-06 18:00 | 314 | 275
2016-10-06 18:30 | 336 | 301
2016-10-06 19:00 | 366 | 336
2016-10-06 19:30 | 353 | 321
2016-10-06 20:00 | 339 | 305
2016-10-06 20:30 | 341 | 307
2016-10-06 21:00 | 350 | 318
2016-10-06 21:30 | 356 | 323
2016-10-06 22:00 | 353 | 319
2016-10-06 22:30 | 304 | 263
2016-10-06 23:00 | 251 | 200
2016-10-06 23:30 | 222 | 161
2016-10-07 | 215 | 147
2016-10-07 00:30 | 207 | 128
2016-10-07 01:00 | 210 | 119
2016-10-07 01:30 | 210 | 109
2016-10-07 02:00 | 206 | 92
2016-10-07 02:30 | 194 | 71
2016-10-07 03:00 | 185 | 49
2016-10-07 03:30 | 185 | 46
2016-10-07 04:00 | 184 | 50
2016-10-07 04:30 | 193 | 74
2016-10-07 05:00 | 216 | 128
2016-10-07 05:30 | 228 | 147
2016-10-07 06:00 | 234 | 158
2016-10-07 06:30 | 259 | 198
2016-10-07 07:00 | 265 | 211
2016-10-07 07:30 | 247 | 191
2016-10-07 08:00 | 241 | 184
2016-10-07 08:30 | 225 | 164
2016-10-07 09:00 | 216 | 154
2016-10-07 09:30 | 221 | 159
2016-10-07 10:00 | 218 | 154
2016-10-07 10:30 | 267 | 217
2016-10-07 11:00 | 281 | 234
2016-10-07 11:30 | 270 | 223
2016-10-07 12:00 | 260 | 211
2016-10-07 12:30 | 254 | 203
2016-10-07 13:00 | 248 | 196
2016-10-07 13:30 | 256 | 206
2016-10-07 14:00 | 249 | 198
2016-10-07 14:30 | 229 | 167
2016-10-07 15:00 | 267 | 215
2016-10-07 15:30 | 297 | 253
2016-10-07 16:00 | 293 | 246
2016-10-07 16:30 | 315 | 273
2016-10-07 17:00 | 312 | 271
2016-10-07 17:30 | 322 | 282
2016-10-07 18:00 | 334 | 295
2016-10-07 18:30 | 342 | 305
2016-10-07 19:00 | 348 | 312
2016-10-07 19:30 | 353 | 317
2016-10-07 20:00 | 362 | 326
2016-10-07 20:30 | 316 | 274
2016-10-07 21:00 | 308 | 263
2016-10-07 21:30 | 320 | 273
2016-10-07 22:00 | 322 | 274
2016-10-07 22:30 | 270 | 211
2016-10-07 23:00 | 237 | 171
2016-10-07 23:30 | 227 | 158
2016-10-08 | 251 | 189
2016-10-08 00:30 | 239 | 172
2016-10-08 01:00 | 213 | 131
2016-10-08 01:30 | 206 | 104
2016-10-08 02:00 | 219 | 123
2016-10-08 02:30 | 226 | 131
2016-10-08 03:00 | 221 | 123
2016-10-08 03:30 | 217 | 117
2016-10-08 04:00 | 209 | 101
2016-10-08 04:30 | 210 | 102
2016-10-08 05:00 | 212 | 108
2016-10-08 05:30 | 211 | 106
2016-10-08 06:00 | 212 | 117
2016-10-08 06:30 | 213 | 126
2016-10-08 07:00 | 216 | 129
2016-10-08 07:30 | 232 | 157
2016-10-08 08:00 | 242 | 171
2016-10-08 08:30 | 247 | 180
2016-10-08 09:00 | 213 | 136
2016-10-08 09:30 | 203 | 128
2016-10-08 10:00 | 201 | 127
2016-10-08 10:30 | 212 | 144
2016-10-08 11:00 | 196 | 118
2016-10-08 11:30 | 196 | 117
2016-10-08 12:00 | 198 | 121
2016-10-08 12:30 | 174 | 82
2016-10-08 13:00 | 169 | 73
2016-10-08 13:30 | 172 | 84
2016-10-08 14:00 | 233 | 171
2016-10-08 14:30 | 236 | 175
2016-10-08 15:00 | 235 | 174
2016-10-08 15:30 | 242 | 183
2016-10-08 16:00 | 283 | 236
2016-10-08 16:30 | 308 | 266
2016-10-08 17:00 | 302 | 258
2016-10-08 17:30 | 310 | 269
2016-10-08 18:00 | 305 | 262
2016-10-08 18:30 | 303 | 260
2016-10-08 19:00 | 317 | 279
2016-10-08 19:30 | 296 | 255
2016-10-08 20:00 | 292 | 250
2016-10-08 20:30 | 282 | 237
2016-10-08 21:00 | 288 | 244
2016-10-08 21:30 | 296 | 254
2016-10-08 22:00 | 287 | 243
2016-10-08 22:30 | 205 | 133
2016-10-08 23:00 | 199 | 121
2016-10-08 23:30 | 189 | 105
2016-10-09 | 175 | 83
2016-10-09 00:30 | 173 | 70
2016-10-09 01:00 | 167 | 50
2016-10-09 01:30 | 174 | 36
2016-10-09 02:00 | 175 | 33
2016-10-09 02:30 | 171 | 26
2016-10-09 03:00 | 172 | 11
2016-10-09 03:30 | 167 | 10
2016-10-09 04:00 | 174 | 13
2016-10-09 04:30 | 169 | 24
2016-10-09 05:00 | 175 | 35
2016-10-09 05:30 | 175 | 39
2016-10-09 06:00 | 180 | 42
2016-10-09 06:30 | 187 | 67
2016-10-09 07:00 | 193 | 80
2016-10-09 07:30 | 179 | 59
2016-10-09 08:00 | 171 | 52
2016-10-09 08:30 | 167 | 36
2016-10-09 09:00 | 164 | 31
2016-10-09 09:30 | 176 | 78
2016-10-09 10:00 | 173 | 72
2016-10-09 10:30 | 162 | 56
2016-10-09 11:00 | 159 | 51
2016-10-09 11:30 | 160 | 48
2016-10-09 12:00 | 152 | 37
2016-10-09 12:30 | 154 | 36
2016-10-09 13:00 | 165 | 59
2016-10-09 13:30 | 172 | 71
2016-10-09 14:00 | 178 | 84
2016-10-09 14:30 | 188 | 103
2016-10-09 15:00 | 201 | 122
2016-10-09 15:30 | 213 | 139
2016-10-09 16:00 | 213 | 140
2016-10-09 16:30 | 218 | 148
2016-10-09 17:00 | 226 | 160
2016-10-09 17:30 | 261 | 206
2016-10-09 18:00 | 295 | 247
2016-10-09 18:30 | 316 | 274
2016-10-09 19:00 | 335 | 297
2016-10-09 19:30 | 290 | 246
2016-10-09 20:00 | 275 | 227
2016-10-09 20:30 | 271 | 222
2016-10-09 21:00 | 245 | 192
2016-10-09 21:30 | 241 | 186
2016-10-09 22:00 | 239 | 180
2016-10-09 22:30 | 200 | 119
2016-10-09 23:00 | 188 | 99
2016-10-09 23:30 | 183 | 89
2016-10-10 | 171 | 65
2016-10-10 00:30 | 165 | 39
2016-10-10 01:00 | 176 | 53
2016-10-10 01:30 | 175 | 46
2016-10-10 02:00 | 179 | 43
2016-10-10 02:30 | 171 | 31
2016-10-10 03:00 | 166 | 14
2016-10-10 03:30 | 169 | 11
2016-10-10 04:00 | 171 | 16
2016-10-10 04:30 | 183 | 48
2016-10-10 05:00 | 203 | 95
2016-10-10 05:30 | 223 | 134
2016-10-10 06:00 | 234 | 156
2016-10-10 06:30 | 248 | 180
2016-10-10 07:00 | 271 | 214
2016-10-10 07:30 | 274 | 222
2016-10-10 08:00 | 282 | 232
2016-10-10 08:30 | 278 | 228
2016-10-10 09:00 | 271 | 220
2016-10-10 09:30 | 260 | 208
2016-10-10 10:00 | 255 | 204
2016-10-10 10:30 | 244 | 191
2016-10-10 11:00 | 254 | 204
2016-10-10 11:30 | 261 | 214
2016-10-10 12:00 | 294 | 253
2016-10-10 12:30 | 304 | 264
2016-10-10 13:00 | 305 | 264
2016-10-10 13:30 | 299 | 260
2016-10-10 14:00 | 327 | 291
2016-10-10 14:30 | 327 | 291
2016-10-10 15:00 | 378 | 348
2016-10-10 15:30 | 376 | 346
2016-10-10 16:00 | 371 | 341
2016-10-10 16:30 | 397 | 369
2016-10-10 17:00 | 399 | 372
2016-10-10 17:30 | 397 | 369
2016-10-10 18:00 | 393 | 365
2016-10-10 18:30 | 407 | 380
2016-10-10 19:00 | 391 | 362
2016-10-10 19:30 | 383 | 353
2016-10-10 20:00 | 403 | 374
2016-10-10 20:30 | 389 | 359
2016-10-10 21:00 | 390 | 360
2016-10-10 21:30 | 397 | 368
2016-10-10 22:00 | 354 | 320
2016-10-10 22:30 | 342 | 307
2016-10-10 23:00 | 341 | 305
2016-10-10 23:30 | 335 | 299
2016-10-11 | 316 | 275
2016-10-11 00:30 | 271 | 215
2016-10-11 01:00 | 269 | 208
2016-10-11 01:30 | 226 | 137
2016-10-11 02:00 | 204 | 101
2016-10-11 02:30 | 185 | 72
2016-10-11 03:00 | 178 | 59
2016-10-11 03:30 | 180 | 60
2016-10-11 04:00 | 183 | 64
2016-10-11 04:30 | 231 | 149
2016-10-11 05:00 | 267 | 202
2016-10-11 05:30 | 316 | 263
2016-10-11 06:00 | 369 | 326
2016-10-11 06:30 | 420 | 389
2016-10-11 07:00 | 423 | 394
2016-10-11 07:30 | 384 | 349
2016-10-11 08:00 | 363 | 325
2016-10-11 08:30 | 268 | 229
2016-10-11 09:00 | 317 | 286
2016-10-11 09:30 | 337 | 307
2016-10-11 10:00 | 305 | 249
2016-10-11 10:30 | 295 | 239
2016-10-11 11:00 | 299 | 260
2016-10-11 11:30 | 348 | 317
2016-10-11 12:00 | 362 | 332
2016-10-11 12:30 | 375 | 343
2016-10-11 13:00 | 393 | 362
2016-10-11 13:30 | 375 | 344
2016-10-11 14:00 | 364 | 331
2016-10-11 14:30 | 399 | 371
2016-10-11 15:00 | 396 | 367
2016-10-11 15:30 | 332 | 296
2016-10-11 16:00 | 326 | 290
2016-10-11 16:30 | 318 | 281
2016-10-11 17:00 | 311 | 272
2016-10-11 17:30 | 326 | 290
2016-10-11 18:00 | 346 | 312
2016-10-11 18:30 | 350 | 317
2016-10-11 19:00 | 388 | 360
2016-10-11 19:30 | 384 | 356
2016-10-11 20:00 | 369 | 338
2016-10-11 20:30 | 363 | 331
2016-10-11 21:00 | 368 | 336
2016-10-11 21:30 | 378 | 347
2016-10-11 22:00 | 368 | 336
2016-10-11 22:30 | 344 | 306
2016-10-11 23:00 | 336 | 296
2016-10-11 23:30 | 319 | 275
2016-10-12 | 301 | 252
2016-10-12 00:30 | 309 | 262
2016-10-12 01:00 | 308 | 260
2016-10-12 01:30 | 276 | 221
2016-10-12 02:00 | 242 | 173
2016-10-12 02:30 | 254 | 182
2016-10-12 03:00 | 235 | 155
2016-10-12 03:30 | 236 | 157
2016-10-12 04:00 | 239 | 161
2016-10-12 04:30 | 260 | 190
2016-10-12 05:00 | 302 | 244
2016-10-12 05:30 | 324 | 273
2016-10-12 06:00 | 323 | 273
2016-10-12 06:30 | 341 | 298
2016-10-12 07:00 | 350 | 311
2016-10-12 07:30 | 342 | 302
2016-10-12 08:00 | 323 | 281
2016-10-12 08:30 | 331 | 292
2016-10-12 09:00 | 343 | 306
2016-10-12 09:30 | 360 | 328
2016-10-12 10:00 | 367 | 336
2016-10-12 10:30 | 373 | 342
2016-10-12 11:00 | 373 | 342
2016-10-12 11:30 | 379 | 349
2016-10-12 12:00 | 368 | 337
2016-10-12 12:30 | 362 | 329
2016-10-12 13:00 | 350 | 314
2016-10-12 13:30 | 354 | 320
2016-10-12 14:00 | 356 | 324
2016-10-12 14:30 | 349 | 318
2016-10-12 15:00 | 353 | 325
2016-10-12 15:30 | 366 | 334
2016-10-12 16:00 | 359 | 325
2016-10-12 16:30 | 367 | 335
2016-10-12 17:00 | 366 | 334
2016-10-12 17:30 | 411 | 385
2016-10-12 18:00 | 445 | 425
2016-10-12 18:30 | 412 | 390
2016-10-12 19:00 | 391 | 364
2016-10-12 19:30 | 387 | 356
2016-10-12 20:00 | 415 | 386
2016-10-12 20:30 | 413 | 384
2016-10-12 21:00 | 345 | 308
2016-10-12 21:30 | 332 | 294
2016-10-12 22:00 | 346 | 309
2016-10-12 22:30 | 328 | 288
2016-10-12 23:00 | 347 | 312
2016-10-12 23:30 | 328 | 286
2016-10-13 | 339 | 296
2016-10-13 00:30 | 335 | 290
2016-10-13 01:00 | 323 | 273
2016-10-13 01:30 | 312 | 258
2016-10-13 02:00 | 293 | 233
2016-10-13 02:30 | 281 | 215
2016-10-13 03:00 | 264 | 192
2016-10-13 03:30 | 270 | 196
2016-10-13 04:00 | 273 | 199
2016-10-13 04:30 | 292 | 227
2016-10-13 05:00 | 298 | 238
2016-10-13 05:30 | 318 | 264
2016-10-13 06:00 | 325 | 274
2016-10-13 06:30 | 354 | 313
2016-10-13 07:00 | 402 | 373
2016-10-13 07:30 | 341 | 303
2016-10-13 08:00 | 320 | 280
2016-10-13 08:30 | 302 | 258
2016-10-13 09:00 | 300 | 252
2016-10-13 09:30 | 327 | 284
2016-10-13 10:00 | 302 | 254
2016-10-13 10:30 | 307 | 261
2016-10-13 11:00 | 336 | 297
2016-10-13 11:30 | 323 | 282
2016-10-13 12:00 | 317 | 277
2016-10-13 12:30 | 330 | 291
2016-10-13 13:00 | 315 | 273
2016-10-13 13:30 | 307 | 264
2016-10-13 14:00 | 299 | 255
2016-10-13 14:30 | 291 | 246
2016-10-13 15:00 | 306 | 264
2016-10-13 15:30 | 332 | 295
2016-10-13 16:00 | 345 | 311
2016-10-13 16:30 | 351 | 317
2016-10-13 17:00 | 357 | 325
2016-10-13 17:30 | 396 | 368
2016-10-13 18:00 | 376 | 347
2016-10-13 18:30 | 375 | 348
2016-10-13 19:00 | 358 | 329
2016-10-13 19:30 | 388 | 361
2016-10-13 20:00 | 382 | 352
2016-10-13 20:30 | 391 | 362
2016-10-13 21:00 | 358 | 321
2016-10-13 21:30 | 344 | 307
2016-10-13 22:00 | 312 | 270
2016-10-13 22:30 | 339 | 302
2016-10-13 23:00 | 341 | 304
2016-10-13 23:30 | 315 | 271
2016-10-14 | 314 | 266
2016-10-14 00:30 | 305 | 250
2016-10-14 01:00 | 307 | 249
2016-10-14 01:30 | 293 | 230
2016-10-14 02:00 | 281 | 208
2016-10-14 02:30 | 267 | 186
2016-10-14 03:00 | 258 | 172
2016-10-14 03:30 | 253 | 167
2016-10-14 04:00 | 262 | 181
2016-10-14 04:30 | 316 | 258
2016-10-14 05:00 | 301 | 240
2016-10-14 05:30 | 332 | 279
2016-10-14 06:00 | 356 | 314
2016-10-14 06:30 | 395 | 365
2016-10-14 07:00 | 441 | 418
2016-10-14 07:30 | 392 | 363
2016-10-14 08:00 | 369 | 335
2016-10-14 08:30 | 357 | 321
2016-10-14 09:00 | 371 | 338
2016-10-14 09:30 | 386 | 358
2016-10-14 10:00 | 374 | 344
2016-10-14 10:30 | 346 | 314
2016-10-14 11:00 | 348 | 318
2016-10-14 11:30 | 314 | 278
2016-10-14 12:00 | 321 | 286
2016-10-14 12:30 | 336 | 303
2016-10-14 13:00 | 330 | 296
2016-10-14 13:30 | 353 | 321
2016-10-14 14:00 | 346 | 314
2016-10-14 14:30 | 339 | 305
2016-10-14 15:00 | 354 | 322
2016-10-14 15:30 | 375 | 345
2016-10-14 16:00 | 361 | 330
2016-10-14 16:30 | 349 | 318
2016-10-14 17:00 | 373 | 344
2016-10-14 17:30 | 392 | 364
2016-10-14 18:00 | 357 | 325
2016-10-14 18:30 | 360 | 330
2016-10-14 19:00 | 402 | 376
2016-10-14 19:30 | 412 | 385
2016-10-14 20:00 | 411 | 385
2016-10-14 20:30 | 418 | 392
2016-10-14 21:00 | 408 | 381
2016-10-14 21:30 | 406 | 379
2016-10-14 22:00 | 380 | 350
2016-10-14 22:30 | 391 | 361
2016-10-14 23:00 | 373 | 340
2016-10-14 23:30 | 340 | 303
2016-10-15 | 320 | 280
2016-10-15 00:30 | 294 | 247
2016-10-15 01:00 | 282 | 225
2016-10-15 01:30 | 282 | 223
2016-10-15 02:00 | 323 | 273
2016-10-15 02:30 | 313 | 262
2016-10-15 03:00 | 302 | 247
2016-10-15 03:30 | 303 | 246
2016-10-15 04:00 | 306 | 249
2016-10-15 04:30 | 321 | 267
2016-10-15 05:00 | 346 | 299
2016-10-15 05:30 | 304 | 246
2016-10-15 06:00 | 277 | 214
2016-10-15 06:30 | 320 | 271
2016-10-15 07:00 | 359 | 316
2016-10-15 07:30 | 328 | 284
2016-10-15 08:00 | 302 | 254
2016-10-15 08:30 | 259 | 204
2016-10-15 09:00 | 233 | 171
2016-10-15 09:30 | 220 | 157
2016-10-15 10:00 | 221 | 159
2016-10-15 10:30 | 234 | 179
2016-10-15 11:00 | 263 | 214
2016-10-15 11:30 | 291 | 246
2016-10-15 12:00 | 297 | 254
2016-10-15 12:30 | 282 | 236
2016-10-15 13:00 | 249 | 196
2016-10-15 13:30 | 240 | 182
2016-10-15 14:00 | 250 | 195
2016-10-15 14:30 | 276 | 225
2016-10-15 15:00 | 311 | 267
2016-10-15 15:30 | 293 | 245
2016-10-15 16:00 | 291 | 245
2016-10-15 16:30 | 328 | 288
2016-10-15 17:00 | 376 | 342
2016-10-15 17:30 | 363 | 327
2016-10-15 18:00 | 343 | 305
2016-10-15 18:30 | 370 | 337
2016-10-15 19:00 | 394 | 364
2016-10-15 19:30 | 377 | 345
2016-10-15 20:00 | 366 | 333
2016-10-15 20:30 | 369 | 336
2016-10-15 21:00 | 356 | 321
2016-10-15 21:30 | 356 | 321
2016-10-15 22:00 | 364 | 330
2016-10-15 22:30 | 326 | 287
2016-10-15 23:00 | 302 | 261
2016-10-15 23:30 | 275 | 227
2016-10-16 | 237 | 176
2016-10-16 00:30 | 231 | 164
2016-10-16 01:00 | 237 | 164
2016-10-16 01:30 | 219 | 133
2016-10-16 02:00 | 217 | 128
2016-10-16 02:30 | 211 | 117
2016-10-16 03:00 | 202 | 99
2016-10-16 03:30 | 198 | 92
2016-10-16 04:00 | 204 | 101
2016-10-16 04:30 | 203 | 101
2016-10-16 05:00 | 209 | 112
2016-10-16 05:30 | 211 | 113
2016-10-16 06:00 | 210 | 113
2016-10-16 06:30 | 221 | 132
2016-10-16 07:00 | 230 | 146
2016-10-16 07:30 | 252 | 181
2016-10-16 08:00 | 247 | 173
2016-10-16 08:30 | 252 | 180
2016-10-16 09:00 | 252 | 183
2016-10-16 09:30 | 254 | 185
2016-10-16 10:00 | 214 | 130
2016-10-16 10:30 | 233 | 159
2016-10-16 11:00 | 224 | 144
2016-10-16 11:30 | 199 | 106
2016-10-16 12:00 | 203 | 112
2016-10-16 12:30 | 212 | 127
2016-10-16 13:00 | 208 | 118
2016-10-16 13:30 | 206 | 117
2016-10-16 14:00 | 209 | 120
2016-10-16 14:30 | 241 | 172
2016-10-16 15:00 | 275 | 216
2016-10-16 15:30 | 304 | 252
2016-10-16 16:00 | 327 | 279
2016-10-16 16:30 | 313 | 263
2016-10-16 17:00 | 350 | 307
2016-10-16 17:30 | 364 | 324
2016-10-16 18:00 | 420 | 388
2016-10-16 18:30 | 428 | 401
2016-10-16 19:00 | 404 | 376
2016-10-16 19:30 | 393 | 366
2016-10-16 20:00 | 365 | 335
2016-10-16 20:30 | 346 | 314
2016-10-16 21:00 | 339 | 306
2016-10-16 21:30 | 347 | 314
2016-10-16 22:00 | 336 | 302
2016-10-16 22:30 | 314 | 272
2016-10-16 23:00 | 310 | 268
2016-10-16 23:30 | 296 | 252
2016-10-17 | 258 | 202
2016-10-17 00:30 | 245 | 177
2016-10-17 01:00 | 239 | 164
2016-10-17 01:30 | 238 | 150
2016-10-17 02:00 | 235 | 145
2016-10-17 02:30 | 224 | 129
2016-10-17 03:00 | 204 | 95
2016-10-17 03:30 | 195 | 82
2016-10-17 04:00 | 195 | 78
2016-10-17 04:30 | 216 | 122
2016-10-17 05:00 | 256 | 182
2016-10-17 05:30 | 274 | 210
2016-10-17 06:00 | 310 | 256
2016-10-17 06:30 | 353 | 307
2016-10-17 07:00 | 385 | 345
2016-10-17 07:30 | 377 | 340
2016-10-17 08:00 | 376 | 340
2016-10-17 08:30 | 365 | 327
2016-10-17 09:00 | 365 | 327
2016-10-17 09:30 | 355 | 319
2016-10-17 10:00 | 363 | 328
2016-10-17 10:30 | 367 | 335
2016-10-17 11:00 | 372 | 342
2016-10-17 11:30 | 380 | 350
2016-10-17 12:00 | 387 | 358
2016-10-17 12:30 | 374 | 343
2016-10-17 13:00 | 384 | 354
2016-10-17 13:30 | 373 | 343
2016-10-17 14:00 | 377 | 348
2016-10-17 14:30 | 371 | 341
2016-10-17 15:00 | 381 | 353
2016-10-17 15:30 | 396 | 368
2016-10-17 16:00 | 416 | 391
2016-10-17 16:30 | 430 | 406
2016-10-17 17:00 | 427 | 405
2016-10-17 17:30 | 440 | 419
2016-10-17 18:00 | 450 | 430
2016-10-17 18:30 | 441 | 420
2016-10-17 19:00 | 425 | 404
2016-10-17 19:30 | 403 | 379
2016-10-17 20:00 | 395 | 371
2016-10-17 20:30 | 387 | 361
2016-10-17 21:00 | 346 | 316
2016-10-17 21:30 | 357 | 328
2016-10-17 22:00 | 345 | 314
2016-10-17 22:30 | 307 | 271
2016-10-17 23:00 | 313 | 275
2016-10-17 23:30 | 296 | 254
2016-10-18 | 270 | 223
2016-10-18 00:30 | 267 | 211
2016-10-18 01:00 | 236 | 163
2016-10-18 01:30 | 220 | 138
2016-10-18 02:00 | 227 | 150
2016-10-18 02:30 | 212 | 126
2016-10-18 03:00 | 205 | 112
2016-10-18 03:30 | 204 | 110
2016-10-18 04:00 | 203 | 108
2016-10-18 04:30 | 233 | 159
2016-10-18 05:00 | 252 | 188
2016-10-18 05:30 | 316 | 268
2016-10-18 06:00 | 414 | 382
2016-10-18 06:30 | 443 | 417
2016-10-18 07:00 | 454 | 429
2016-10-18 07:30 | 369 | 337
2016-10-18 08:00 | 339 | 304
2016-10-18 08:30 | 331 | 295
2016-10-18 09:00 | 336 | 300
2016-10-18 09:30 | 318 | 280
2016-10-18 10:00 | 297 | 257
2016-10-18 10:30 | 304 | 264
2016-10-18 11:00 | 304 | 266
2016-10-18 11:30 | 291 | 251
2016-10-18 12:00 | 302 | 264
2016-10-18 12:30 | 305 | 267
2016-10-18 13:00 | 306 | 268
2016-10-18 13:30 | 301 | 262
2016-10-18 14:00 | 301 | 261
2016-10-18 14:30 | 306 | 268
2016-10-18 15:00 | 298 | 259
2016-10-18 15:30 | 298 | 259
2016-10-18 16:00 | 322 | 287
2016-10-18 16:30 | 354 | 322
2016-10-18 17:00 | 402 | 376
2016-10-18 17:30 | 423 | 398
2016-10-18 18:00 | 426 | 401
2016-10-18 18:30 | 430 | 406
2016-10-18 19:00 | 431 | 408
2016-10-18 19:30 | 423 | 398
2016-10-18 20:00 | 397 | 369
2016-10-18 20:30 | 398 | 370
2016-10-18 21:00 | 397 | 370
2016-10-18 21:30 | 378 | 349
2016-10-18 22:00 | 329 | 294
2016-10-18 22:30 | 309 | 271
2016-10-18 23:00 | 321 | 284
2016-10-18 23:30 | 297 | 255
2016-10-19 | 296 | 249
2016-10-19 00:30 | 283 | 227
2016-10-19 01:00 | 249 | 179
2016-10-19 01:30 | 229 | 148
2016-10-19 02:00 | 230 | 148
2016-10-19 02:30 | 230 | 149
2016-10-19 03:00 | 226 | 143
2016-10-19 03:30 | 214 | 120
2016-10-19 04:00 | 215 | 122
2016-10-19 04:30 | 249 | 175
2016-10-19 05:00 | 288 | 227
2016-10-19 05:30 | 302 | 243
2016-10-19 06:00 | 304 | 251
2016-10-19 06:30 | 284 | 231
2016-10-19 07:00 | 279 | 230
2016-10-19 07:30 | 288 | 244
2016-10-19 08:00 | 283 | 240
2016-10-19 08:30 | 273 | 229
2016-10-19 09:00 | 262 | 219
2016-10-19 09:30 | 230 | 180
2016-10-19 10:00 | 232 | 182
2016-10-19 10:30 | 251 | 206
2016-10-19 11:00 | 249 | 203
2016-10-19 11:30 | 241 | 195
2016-10-19 12:00 | 243 | 197
2016-10-19 12:30 | 234 | 187
2016-10-19 13:00 | 237 | 190
2016-10-19 13:30 | 241 | 195
2016-10-19 14:00 | 233 | 187
2016-10-19 14:30 | 242 | 197
2016-10-19 15:00 | 246 | 201
2016-10-19 15:30 | 239 | 193
2016-10-19 16:00 | 280 | 241
2016-10-19 16:30 | 280 | 241
2016-10-19 17:00 | 292 | 255
2016-10-19 17:30 | 319 | 285
2016-10-19 18:00 | 342 | 311
2016-10-19 18:30 | 359 | 330
2016-10-19 19:00 | 363 | 335
2016-10-19 19:30 | 361 | 333
2016-10-19 20:00 | 361 | 332
2016-10-19 20:30 | 337 | 305
2016-10-19 21:00 | 310 | 273
2016-10-19 21:30 | 319 | 282
2016-10-19 22:00 | 303 | 264
2016-10-19 22:30 | 302 | 259
2016-10-19 23:00 | 310 | 269
2016-10-19 23:30 | 304 | 259
2016-10-20 | 288 | 237
2016-10-20 00:30 | 289 | 238
2016-10-20 01:00 | 282 | 228
2016-10-20 01:30 | 266 | 204
2016-10-20 02:00 | 254 | 183
2016-10-20 02:30 | 227 | 146
2016-10-20 03:00 | 224 | 139
2016-10-20 03:30 | 256 | 186
2016-10-20 04:00 | 275 | 212
2016-10-20 04:30 | 286 | 225
2016-10-20 05:00 | 322 | 270
2016-10-20 05:30 | 349 | 303
2016-10-20 06:00 | 365 | 328
2016-10-20 06:30 | 368 | 334
2016-10-20 07:00 | 354 | 320
2016-10-20 07:30 | 302 | 262
2016-10-20 08:00 | 275 | 230
2016-10-20 08:30 | 278 | 235
2016-10-20 09:00 | 273 | 230
2016-10-20 09:30 | 295 | 258
2016-10-20 10:00 | 306 | 271
2016-10-20 10:30 | 307 | 276
2016-10-20 11:00 | 316 | 287
2016-10-20 11:30 | 306 | 275
2016-10-20 12:00 | 308 | 278
2016-10-20 12:30 | 342 | 316
2016-10-20 13:00 | 311 | 280
2016-10-20 13:30 | 312 | 282
2016-10-20 14:00 | 292 | 260
2016-10-20 14:30 | 295 | 263
2016-10-20 15:00 | 309 | 278
2016-10-20 15:30 | 321 | 292
2016-10-20 16:00 | 311 | 281
2016-10-20 16:30 | 337 | 305
2016-10-20 17:00 | 355 | 326
2016-10-20 17:30 | 352 | 322
2016-10-20 18:00 | 355 | 326
2016-10-20 18:30 | 360 | 332
2016-10-20 19:00 | 389 | 366
2016-10-20 19:30 | 358 | 330
2016-10-20 20:00 | 343 | 311
2016-10-20 20:30 | 323 | 288
2016-10-20 21:00 | 300 | 260
2016-10-20 21:30 | 318 | 280
2016-10-20 22:00 | 289 | 245
2016-10-20 22:30 | 313 | 270
2016-10-20 23:00 | 314 | 270
2016-10-20 23:30 | 306 | 259
2016-10-21 | 279 | 225
2016-10-21 00:30 | 266 | 202
2016-10-21 01:00 | 256 | 188
2016-10-21 01:30 | 249 | 178
2016-10-21 02:00 | 252 | 182
2016-10-21 02:30 | 251 | 182
2016-10-21 03:00 | 252 | 182
2016-10-21 03:30 | 251 | 182
2016-10-21 04:00 | 270 | 206
2016-10-21 04:30 | 265 | 200
2016-10-21 05:00 | 295 | 238
2016-10-21 05:30 | 302 | 247
2016-10-21 06:00 | 312 | 263
2016-10-21 06:30 | 320 | 277
2016-10-21 07:00 | 337 | 298
2016-10-21 07:30 | 308 | 265
2016-10-21 08:00 | 314 | 272
2016-10-21 08:30 | 274 | 229
2016-10-21 09:00 | 277 | 233
2016-10-21 09:30 | 275 | 229
2016-10-21 10:00 | 272 | 226
2016-10-21 10:30 | 311 | 272
2016-10-21 11:00 | 330 | 294
2016-10-21 11:30 | 315 | 278
2016-10-21 12:00 | 301 | 261
2016-10-21 12:30 | 291 | 250
2016-10-21 13:00 | 291 | 250
2016-10-21 13:30 | 295 | 254
2016-10-21 14:00 | 304 | 268
2016-10-21 14:30 | 262 | 218
2016-10-21 15:00 | 278 | 237
2016-10-21 15:30 | 307 | 269
2016-10-21 16:00 | 294 | 255
2016-10-21 16:30 | 308 | 272
2016-10-21 17:00 | 317 | 281
2016-10-21 17:30 | 316 | 280
2016-10-21 18:00 | 327 | 292
2016-10-21 18:30 | 341 | 309
2016-10-21 19:00 | 349 | 318
2016-10-21 19:30 | 355 | 324
2016-10-21 20:00 | 360 | 329
2016-10-21 20:30 | 367 | 336
2016-10-21 21:00 | 336 | 302
2016-10-21 21:30 | 317 | 277
2016-10-21 22:00 | 311 | 270
2016-10-21 22:30 | 320 | 279
2016-10-21 23:00 | 330 | 290
2016-10-21 23:30 | 268 | 217
2016-10-22 | 262 | 210
2016-10-22 00:30 | 237 | 169
2016-10-22 01:00 | 214 | 131
2016-10-22 01:30 | 205 | 114
2016-10-22 02:00 | 200 | 107
2016-10-22 02:30 | 191 | 93
2016-10-22 03:00 | 182 | 74
2016-10-22 03:30 | 175 | 68
2016-10-22 04:00 | 185 | 80
2016-10-22 04:30 | 173 | 59
2016-10-22 05:00 | 185 | 79
2016-10-22 05:30 | 191 | 86
2016-10-22 06:00 | 194 | 96
2016-10-22 06:30 | 209 | 125
2016-10-22 07:00 | 236 | 172
2016-10-22 07:30 | 234 | 172
2016-10-22 08:00 | 247 | 191
2016-10-22 08:30 | 251 | 197
2016-10-22 09:00 | 254 | 200
2016-10-22 09:30 | 237 | 184
2016-10-22 10:00 | 222 | 165
2016-10-22 10:30 | 217 | 157
2016-10-22 11:00 | 209 | 145
2016-10-22 11:30 | 209 | 144
2016-10-22 12:00 | 207 | 143
2016-10-22 12:30 | 207 | 144
2016-10-22 13:00 | 202 | 135
2016-10-22 13:30 | 198 | 129
2016-10-22 14:00 | 210 | 146
2016-10-22 14:30 | 234 | 178
2016-10-22 15:00 | 260 | 210
2016-10-22 15:30 | 263 | 214
2016-10-22 16:00 | 281 | 235
2016-10-22 16:30 | 287 | 242
2016-10-22 17:00 | 257 | 207
2016-10-22 17:30 | 241 | 186
2016-10-22 18:00 | 264 | 217
2016-10-22 18:30 | 305 | 265
2016-10-22 19:00 | 341 | 305
2016-10-22 19:30 | 321 | 281
2016-10-22 20:00 | 320 | 280
2016-10-22 20:30 | 321 | 281
2016-10-22 21:00 | 314 | 273
2016-10-22 21:30 | 303 | 260
2016-10-22 22:00 | 280 | 233
2016-10-22 22:30 | 281 | 234
2016-10-22 23:00 | 272 | 224
2016-10-22 23:30 | 261 | 209
2016-10-23 | 252 | 197
2016-10-23 00:30 | 264 | 211
2016-10-23 01:00 | 270 | 215
2016-10-23 01:30 | 271 | 215
2016-10-23 02:00 | 255 | 192
2016-10-23 02:30 | 246 | 176
2016-10-23 03:00 | 243 | 175
2016-10-23 03:30 | 261 | 199
2016-10-23 04:00 | 268 | 207
2016-10-23 04:30 | 249 | 181
2016-10-23 05:00 | 256 | 190
2016-10-23 05:30 | 242 | 169
2016-10-23 06:00 | 253 | 183
2016-10-23 06:30 | 273 | 217
2016-10-23 07:00 | 293 | 243
2016-10-23 07:30 | 292 | 246
2016-10-23 08:00 | 281 | 233
2016-10-23 08:30 | 260 | 210
2016-10-23 09:00 | 255 | 205
2016-10-23 09:30 | 248 | 200
2016-10-23 10:00 | 242 | 196
2016-10-23 10:30 | 216 | 162
2016-10-23 11:00 | 242 | 194
2016-10-23 11:30 | 261 | 217
2016-10-23 12:00 | 264 | 215
2016-10-23 12:30 | 249 | 188
2016-10-23 13:00 | 250 | 192
2016-10-23 13:30 | 284 | 235
2016-10-23 14:00 | 274 | 223
2016-10-23 14:30 | 268 | 216
2016-10-23 15:00 | 244 | 187
2016-10-23 15:30 | 277 | 227
2016-10-23 16:00 | 295 | 248
2016-10-23 16:30 | 269 | 220
2016-10-23 17:00 | 290 | 247
2016-10-23 17:30 | 332 | 292
2016-10-23 18:00 | 371 | 337
2016-10-23 18:30 | 365 | 331
2016-10-23 19:00 | 405 | 378
2016-10-23 19:30 | 384 | 354
2016-10-23 20:00 | 368 | 334
2016-10-23 20:30 | 369 | 334
2016-10-23 21:00 | 360 | 324
2016-10-23 21:30 | 347 | 309
2016-10-23 22:00 | 365 | 328
2016-10-23 22:30 | 342 | 302
2016-10-23 23:00 | 325 | 281
2016-10-23 23:30 | 315 | 270
2016-10-24 | 314 | 268
2016-10-24 00:30 | 310 | 263
2016-10-24 01:00 | 272 | 213
2016-10-24 01:30 | 254 | 186
2016-10-24 02:00 | 246 | 175
2016-10-24 02:30 | 241 | 167
2016-10-24 03:00 | 243 | 170
2016-10-24 03:30 | 250 | 180
2016-10-24 04:00 | 257 | 190
2016-10-24 04:30 | 265 | 200
2016-10-24 05:00 | 282 | 221
2016-10-24 05:30 | 293 | 239
2016-10-24 06:00 | 296 | 244
2016-10-24 06:30 | 299 | 251
2016-10-24 07:00 | 328 | 293
2016-10-24 07:30 | 275 | 231
2016-10-24 08:00 | 256 | 208
2016-10-24 08:30 | 241 | 191
2016-10-24 09:00 | 242 | 193
2016-10-24 09:30 | 257 | 213
2016-10-24 10:00 | 259 | 215
2016-10-24 10:30 | 272 | 232
2016-10-24 11:00 | 282 | 243
2016-10-24 11:30 | 288 | 251
2016-10-24 12:00 | 297 | 260
2016-10-24 12:30 | 273 | 232
2016-10-24 13:00 | 252 | 203
2016-10-24 13:30 | 257 | 211
2016-10-24 14:00 | 261 | 217
2016-10-24 14:30 | 251 | 207
2016-10-24 15:00 | 251 | 206
2016-10-24 15:30 | 259 | 216
2016-10-24 16:00 | 281 | 242
2016-10-24 16:30 | 305 | 269
2016-10-24 17:00 | 332 | 301
2016-10-24 17:30 | 333 | 302
2016-10-24 18:00 | 327 | 295
2016-10-24 18:30 | 314 | 281
2016-10-24 19:00 | 320 | 288
2016-10-24 19:30 | 334 | 302
2016-10-24 20:00 | 324 | 291
2016-10-24 20:30 | 323 | 289
2016-10-24 21:00 | 322 | 288
2016-10-24 21:30 | 321 | 287
2016-10-24 22:00 | 278 | 237
2016-10-24 22:30 | 277 | 232
2016-10-24 23:00 | 267 | 219
2016-10-24 23:30 | 265 | 215
2016-10-25 | 254 | 198
2016-10-25 00:30 | 242 | 172
2016-10-25 01:00 | 238 | 157
2016-10-25 01:30 | 224 | 137
2016-10-25 02:00 | 205 | 107
2016-10-25 02:30 | 227 | 143
2016-10-25 03:00 | 245 | 172
2016-10-25 03:30 | 255 | 185
2016-10-25 04:00 | 263 | 196
2016-10-25 04:30 | 251 | 177
2016-10-25 05:00 | 272 | 206
2016-10-25 05:30 | 290 | 232
2016-10-25 06:00 | 311 | 262
2016-10-25 06:30 | 313 | 269
2016-10-25 07:00 | 309 | 269
2016-10-25 07:30 | 287 | 245
2016-10-25 08:00 | 284 | 242
2016-10-25 08:30 | 292 | 251
2016-10-25 09:00 | 296 | 257
2016-10-25 09:30 | 283 | 241
2016-10-25 10:00 | 287 | 245
2016-10-25 10:30 | 307 | 270
2016-10-25 11:00 | 290 | 252
2016-10-25 11:30 | 282 | 243
2016-10-25 12:00 | 288 | 250
2016-10-25 12:30 | 295 | 258
2016-10-25 13:00 | 292 | 254
2016-10-25 13:30 | 308 | 273
2016-10-25 14:00 | 297 | 259
2016-10-25 14:30 | 292 | 254
2016-10-25 15:00 | 292 | 254
2016-10-25 15:30 | 298 | 260
2016-10-25 16:00 | 311 | 275
2016-10-25 16:30 | 311 | 275
2016-10-25 17:00 | 324 | 293
2016-10-25 17:30 | 337 | 306
2016-10-25 18:00 | 344 | 314
2016-10-25 18:30 | 352 | 324
2016-10-25 19:00 | 344 | 316
2016-10-25 19:30 | 325 | 294
2016-10-25 20:00 | 307 | 273
2016-10-25 20:30 | 296 | 257
2016-10-25 21:00 | 309 | 273
2016-10-25 21:30 | 314 | 278
2016-10-25 22:00 | 284 | 241
2016-10-25 22:30 | 281 | 236
2016-10-25 23:00 | 274 | 226
2016-10-25 23:30 | 260 | 208
2016-10-26 | 253 | 197
2016-10-26 00:30 | 254 | 189
2016-10-26 01:00 | 263 | 195
2016-10-26 01:30 | 258 | 187
2016-10-26 02:00 | 250 | 176
2016-10-26 02:30 | 251 | 178
2016-10-26 03:00 | 253 | 178
2016-10-26 03:30 | 251 | 174
2016-10-26 04:00 | 256 | 181
2016-10-26 04:30 | 261 | 188
2016-10-26 05:00 | 290 | 232
2016-10-26 05:30 | 319 | 267
2016-10-26 06:00 | 344 | 298
2016-10-26 06:30 | 354 | 313
2016-10-26 07:00 | 357 | 318
2016-10-26 07:30 | 322 | 277
2016-10-26 08:00 | 316 | 273
2016-10-26 08:30 | 319 | 277
2016-10-26 09:00 | 317 | 274
2016-10-26 09:30 | 321 | 279
2016-10-26 10:00 | 322 | 280
2016-10-26 10:30 | 323 | 282
2016-10-26 11:00 | 339 | 300
2016-10-26 11:30 | 339 | 300
2016-10-26 12:00 | 343 | 305
2016-10-26 12:30 | 336 | 297
2016-10-26 13:00 | 347 | 310
2016-10-26 13:30 | 343 | 306
2016-10-26 14:00 | 365 | 332
2016-10-26 14:30 | 356 | 322
2016-10-26 15:00 | 355 | 322
2016-10-26 15:30 | 332 | 296
2016-10-26 16:00 | 343 | 308
2016-10-26 16:30 | 354 | 320
2016-10-26 17:00 | 374 | 343
2016-10-26 17:30 | 355 | 322
2016-10-26 18:00 | 328 | 292
2016-10-26 18:30 | 353 | 320
2016-10-26 19:00 | 355 | 322
2016-10-26 19:30 | 354 | 320
2016-10-26 20:00 | 353 | 318
2016-10-26 20:30 | 350 | 314
2016-10-26 21:00 | 340 | 303
2016-10-26 21:30 | 310 | 270
2016-10-26 22:00 | 300 | 257
2016-10-26 22:30 | 339 | 300
2016-10-26 23:00 | 334 | 294
2016-10-26 23:30 | 319 | 273
2016-10-27 | 294 | 245
2016-10-27 00:30 | 278 | 221
2016-10-27 01:00 | 283 | 224
2016-10-27 01:30 | 258 | 192
2016-10-27 02:00 | 266 | 194
2016-10-27 02:30 | 270 | 200
2016-10-27 03:00 | 249 | 169
2016-10-27 03:30 | 230 | 142
2016-10-27 04:00 | 243 | 163
2016-10-27 04:30 | 277 | 208
2016-10-27 05:00 | 310 | 251
2016-10-27 05:30 | 336 | 285
2016-10-27 06:00 | 353 | 305
2016-10-27 06:30 | 353 | 309
2016-10-27 07:00 | 376 | 338
2016-10-27 07:30 | 368 | 329
2016-10-27 08:00 | 362 | 323
2016-10-27 08:30 | 326 | 282
2016-10-27 09:00 | 321 | 275
2016-10-27 09:30 | 327 | 283
2016-10-27 10:00 | 335 | 292
2016-10-27 10:30 | 332 | 290
2016-10-27 11:00 | 325 | 282
2016-10-27 11:30 | 325 | 283
2016-10-27 12:00 | 351 | 312
2016-10-27 12:30 | 333 | 291
2016-10-27 13:00 | 328 | 287
2016-10-27 13:30 | 343 | 304
2016-10-27 14:00 | 343 | 305
2016-10-27 14:30 | 340 | 303
2016-10-27 15:00 | 316 | 276
2016-10-27 15:30 | 312 | 270
2016-10-27 16:00 | 327 | 287
2016-10-27 16:30 | 364 | 331
2016-10-27 17:00 | 382 | 353
2016-10-27 17:30 | 377 | 346
2016-10-27 18:00 | 378 | 347
2016-10-27 18:30 | 381 | 352
2016-10-27 19:00 | 389 | 359
2016-10-27 19:30 | 386 | 352
2016-10-27 20:00 | 363 | 323
2016-10-27 20:30 | 356 | 315
2016-10-27 21:00 | 351 | 310
2016-10-27 21:30 | 320 | 276
2016-10-27 22:00 | 302 | 255
2016-10-27 22:30 | 313 | 268
2016-10-27 23:00 | 288 | 237
2016-10-27 23:30 | 273 | 210
2016-10-28 | 269 | 201
2016-10-28 00:30 | 262 | 186
2016-10-28 01:00 | 268 | 185
2016-10-28 01:30 | 255 | 160
2016-10-28 02:00 | 252 | 157
2016-10-28 02:30 | 252 | 159
2016-10-28 03:00 | 268 | 185
2016-10-28 03:30 | 281 | 206
2016-10-28 04:00 | 286 | 213
2016-10-28 04:30 | 281 | 208
2016-10-28 05:00 | 284 | 212
2016-10-28 05:30 | 309 | 247
2016-10-28 06:00 | 367 | 325
2016-10-28 06:30 | 365 | 326
2016-10-28 07:00 | 422 | 397
2016-10-28 07:30 | 375 | 340
2016-10-28 08:00 | 358 | 322
2016-10-28 08:30 | 365 | 332
2016-10-28 09:00 | 311 | 266
2016-10-28 09:30 | 291 | 245
2016-10-28 10:00 | 278 | 229
2016-10-28 10:30 | 294 | 251
2016-10-28 11:00 | 306 | 265
2016-10-28 11:30 | 327 | 290
2016-10-28 12:00 | 327 | 291
2016-10-28 12:30 | 298 | 255
2016-10-28 13:00 | 334 | 299
2016-10-28 13:30 | 344 | 311
2016-10-28 14:00 | 300 | 262
2016-10-28 14:30 | 294 | 256
2016-10-28 15:00 | 322 | 287
2016-10-28 15:30 | 303 | 266
2016-10-28 16:00 | 275 | 233
2016-10-28 16:30 | 310 | 273
2016-10-28 17:00 | 351 | 319
2016-10-28 17:30 | 347 | 315
2016-10-28 18:00 | 319 | 283
2016-10-28 18:30 | 298 | 259
2016-10-28 19:00 | 319 | 284
2016-10-28 19:30 | 324 | 289
2016-10-28 20:00 | 360 | 328
2016-10-28 20:30 | 363 | 332
2016-10-28 21:00 | 357 | 325
2016-10-28 21:30 | 311 | 273
2016-10-28 22:00 | 301 | 262
2016-10-28 22:30 | 317 | 281
2016-10-28 23:00 | 273 | 230
2016-10-28 23:30 | 240 | 185
2016-10-29 | 218 | 156
2016-10-29 00:30 | 193 | 118
2016-10-29 01:00 | 197 | 118
2016-10-29 01:30 | 205 | 123
2016-10-29 02:00 | 202 | 116
2016-10-29 02:30 | 201 | 113
2016-10-29 03:00 | 201 | 112
2016-10-29 03:30 | 201 | 114
2016-10-29 04:00 | 208 | 122
2016-10-29 04:30 | 209 | 120
2016-10-29 05:00 | 208 | 117
2016-10-29 05:30 | 211 | 112
2016-10-29 06:00 | 215 | 124
2016-10-29 06:30 | 226 | 146
2016-10-29 07:00 | 243 | 181
2016-10-29 07:30 | 236 | 175
2016-10-29 08:00 | 255 | 200
2016-10-29 08:30 | 264 | 212
2016-10-29 09:00 | 248 | 196
2016-10-29 09:30 | 251 | 202
2016-10-29 10:00 | 245 | 195
2016-10-29 10:30 | 228 | 173
2016-10-29 11:00 | 239 | 186
2016-10-29 11:30 | 239 | 187
2016-10-29 12:00 | 233 | 178
2016-10-29 12:30 | 239 | 186
2016-10-29 13:00 | 238 | 187
2016-10-29 13:30 | 231 | 177
2016-10-29 14:00 | 240 | 188
2016-10-29 14:30 | 243 | 193
2016-10-29 15:00 | 259 | 213
2016-10-29 15:30 | 290 | 248
2016-10-29 16:00 | 295 | 254
2016-10-29 16:30 | 275 | 232
2016-10-29 17:00 | 313 | 276
2016-10-29 17:30 | 317 | 280
2016-10-29 18:00 | 282 | 239
2016-10-29 18:30 | 283 | 241
2016-10-29 19:00 | 307 | 270
2016-10-29 19:30 | 284 | 241
2016-10-29 20:00 | 276 | 231
2016-10-29 20:30 | 260 | 211
2016-10-29 21:00 | 268 | 218
2016-10-29 21:30 | 284 | 238
2016-10-29 22:00 | 273 | 225
2016-10-29 22:30 | 278 | 231
2016-10-29 23:00 | 251 | 197
2016-10-29 23:30 | 245 | 186
2016-10-30 | 211 | 140
2016-10-30 00:30 | 196 | 114
2016-10-30 01:00 | 204 | 120
2016-10-30 01:30 | 203 | 109
2016-10-30 02:00 | 200 | 101
2016-10-30 02:30 | 179 | 60
2016-10-30 03:00 | 178 | 53
2016-10-30 03:30 | 182 | 50
2016-10-30 04:00 | 182 | 49
2016-10-30 04:30 | 191 | 64
2016-10-30 05:00 | 192 | 65
2016-10-30 05:30 | 189 | 72
2016-10-30 06:00 | 197 | 76
2016-10-30 06:30 | 220 | 128
2016-10-30 07:00 | 228 | 144
2016-10-30 07:30 | 228 | 145
2016-10-30 08:00 | 244 | 170
2016-10-30 08:30 | 253 | 185
2016-10-30 09:00 | 255 | 190
2016-10-30 09:30 | 256 | 195
2016-10-30 10:00 | 238 | 174
2016-10-30 10:30 | 251 | 190
2016-10-30 11:00 | 253 | 192
2016-10-30 11:30 | 238 | 171
2016-10-30 12:00 | 221 | 148
2016-10-30 12:30 | 227 | 156
2016-10-30 13:00 | 220 | 146
2016-10-30 13:30 | 232 | 163
2016-10-30 14:00 | 246 | 183
2016-10-30 14:30 | 246 | 183
2016-10-30 15:00 | 250 | 188
2016-10-30 15:30 | 257 | 196
2016-10-30 16:00 | 263 | 204
2016-10-30 16:30 | 272 | 220
2016-10-30 17:00 | 303 | 256
2016-10-30 17:30 | 309 | 265
2016-10-30 18:00 | 312 | 268
2016-10-30 18:30 | 305 | 261
2016-10-30 19:00 | 313 | 271
2016-10-30 19:30 | 285 | 238
2016-10-30 20:00 | 275 | 225
2016-10-30 20:30 | 257 | 202
2016-10-30 21:00 | 264 | 212
2016-10-30 21:30 | 269 | 218
2016-10-30 22:00 | 268 | 216
2016-10-30 22:30 | 240 | 181
2016-10-30 23:00 | 212 | 143
2016-10-30 23:30 | 201 | 122
2016-10-31 | 197 | 112
2016-10-31 00:30 | 200 | 110
2016-10-31 01:00 | 199 | 106
2016-10-31 01:30 | 181 | 78
2016-10-31 02:00 | 167 | 43
2016-10-31 02:30 | 173 | 50
2016-10-31 03:00 | 176 | 39
2016-10-31 03:30 | 180 | 51
2016-10-31 04:00 | 180 | 59
2016-10-31 04:30 | 206 | 109
2016-10-31 05:00 | 218 | 129
2016-10-31 05:30 | 213 | 118
2016-10-31 06:00 | 216 | 129
2016-10-31 06:30 | 230 | 163
2016-10-31 07:00 | 292 | 248
2016-10-31 07:30 | 278 | 233
2016-10-31 08:00 | 292 | 250
2016-10-31 08:30 | 296 | 254
2016-10-31 09:00 | 281 | 238
2016-10-31 09:30 | 279 | 236
2016-10-31 10:00 | 270 | 224
2016-10-31 10:30 | 270 | 227
2016-10-31 11:00 | 274 | 231
2016-10-31 11:30 | 261 | 216
2016-10-31 12:00 | 279 | 237
2016-10-31 12:30 | 285 | 243
2016-10-31 13:00 | 286 | 244
2016-10-31 13:30 | 283 | 241
2016-10-31 14:00 | 269 | 225
2016-10-31 14:30 | 250 | 202
2016-10-31 15:00 | 278 | 236
2016-10-31 15:30 | 270 | 227
2016-10-31 16:00 | 289 | 248
2016-10-31 16:30 | 292 | 251
2016-10-31 17:00 | 320 | 282
2016-10-31 17:30 | 315 | 277
2016-10-31 18:00 | 307 | 268
2016-10-31 18:30 | 305 | 266
2016-10-31 19:00 | 325 | 288
2016-10-31 19:30 | 317 | 280
2016-10-31 20:00 | 310 | 272
2016-10-31 20:30 | 314 | 275
2016-10-31 21:00 | 294 | 252
2016-10-31 21:30 | 278 | 235
2016-10-31 22:00 | 288 | 246
2016-10-31 22:30 | 309 | 270
2016-10-31 23:00 | 287 | 243
2016-10-31 23:30 | 268 | 220
2016-11-01 | 255 | 199
2016-11-01 00:30 | 248 | 191
2016-11-01 01:00 | 245 | 185
2016-11-01 01:30 | 226 | 159
2016-11-01 02:00 | 197 | 115
2016-11-01 02:30 | 187 | 93
2016-11-01 03:00 | 196 | 105
2016-11-01 03:30 | 205 | 120
2016-11-01 04:00 | 210 | 129
2016-11-01 04:30 | 222 | 147
2016-11-01 05:00 | 228 | 157
2016-11-01 05:30 | 258 | 196
2016-11-01 06:00 | 299 | 248
2016-11-01 06:30 | 299 | 253
2016-11-01 07:00 | 322 | 281
2016-11-01 07:30 | 327 | 289
2016-11-01 08:00 | 328 | 290
2016-11-01 08:30 | 335 | 299
2016-11-01 09:00 | 361 | 329
2016-11-01 09:30 | 350 | 315
2016-11-01 10:00 | 268 | 223
2016-11-01 10:30 | 270 | 230
2016-11-01 11:00 | 260 | 218
2016-11-01 11:30 | 278 | 238
2016-11-01 12:00 | 282 | 242
2016-11-01 12:30 | 284 | 246
2016-11-01 13:00 | 267 | 228
2016-11-01 13:30 | 268 | 230
2016-11-01 14:00 | 272 | 234
2016-11-01 14:30 | 273 | 236
2016-11-01 15:00 | 285 | 249
2016-11-01 15:30 | 268 | 229
2016-11-01 16:00 | 268 | 229
2016-11-01 16:30 | 269 | 233
2016-11-01 17:00 | 268 | 230
2016-11-01 17:30 | 286 | 249
2016-11-01 18:00 | 292 | 257
2016-11-01 18:30 | 305 | 271
2016-11-01 19:00 | 308 | 275
2016-11-01 19:30 | 301 | 265
2016-11-01 20:00 | 289 | 252
2016-11-01 20:30 | 289 | 251
2016-11-01 21:00 | 298 | 262
2016-11-01 21:30 | 296 | 260
2016-11-01 22:00 | 283 | 245
2016-11-01 22:30 | 249 | 206
2016-11-01 23:00 | 239 | 194
2016-11-01 23:30 | 208 | 150
2016-11-02 | 202 | 141
2016-11-02 00:30 | 199 | 133
2016-11-02 01:00 | 211 | 141
2016-11-02 01:30 | 195 | 107
2016-11-02 02:00 | 196 | 107
2016-11-02 02:30 | 195 | 99
2016-11-02 03:00 | 197 | 100
2016-11-02 03:30 | 221 | 141
2016-11-02 04:00 | 220 | 137
2016-11-02 04:30 | 227 | 150
2016-11-02 05:00 | 234 | 159
2016-11-02 05:30 | 240 | 170
2016-11-02 06:00 | 252 | 188
2016-11-02 06:30 | 264 | 207
2016-11-02 07:00 | 305 | 261
2016-11-02 07:30 | 296 | 252
2016-11-02 08:00 | 293 | 249
2016-11-02 08:30 | 273 | 224
2016-11-02 09:00 | 262 | 213
2016-11-02 09:30 | 248 | 200
2016-11-02 10:00 | 205 | 142
2016-11-02 10:30 | 220 | 167
2016-11-02 11:00 | 236 | 189
2016-11-02 11:30 | 266 | 227
2016-11-02 12:00 | 227 | 185
2016-11-02 12:30 | 219 | 174
2016-11-02 13:00 | 231 | 187
2016-11-02 13:30 | 244 | 202
2016-11-02 14:00 | 262 | 224
2016-11-02 14:30 | 281 | 246
2016-11-02 15:00 | 259 | 221
2016-11-02 15:30 | 258 | 220
2016-11-02 16:00 | 288 | 253
2016-11-02 16:30 | 327 | 297
2016-11-02 17:00 | 366 | 340
2016-11-02 17:30 | 366 | 337
2016-11-02 18:00 | 362 | 333
2016-11-02 18:30 | 363 | 335
2016-11-02 19:00 | 360 | 333
2016-11-02 19:30 | 373 | 348
2016-11-02 20:00 | 366 | 339
2016-11-02 20:30 | 361 | 334
2016-11-02 21:00 | 349 | 317
2016-11-02 21:30 | 338 | 305
2016-11-02 22:00 | 318 | 283
2016-11-02 22:30 | 325 | 288
2016-11-02 23:00 | 310 | 269
2016-11-02 23:30 | 294 | 248
2016-11-03 | 285 | 236
2016-11-03 00:30 | 252 | 196
2016-11-03 01:00 | 225 | 158
2016-11-03 01:30 | 216 | 142
2016-11-03 02:00 | 214 | 140
2016-11-03 02:30 | 227 | 155
2016-11-03 03:00 | 238 | 168
2016-11-03 03:30 | 239 | 167
2016-11-03 04:00 | 247 | 178
2016-11-03 04:30 | 255 | 187
2016-11-03 05:00 | 263 | 198
2016-11-03 05:30 | 317 | 267
2016-11-03 06:00 | 325 | 281
2016-11-03 06:30 | 341 | 302
2016-11-03 07:00 | 368 | 333
2016-11-03 07:30 | 356 | 320
2016-11-03 08:00 | 348 | 312
2016-11-03 08:30 | 342 | 305
2016-11-03 09:00 | 330 | 292
2016-11-03 09:30 | 329 | 293
2016-11-03 10:00 | 335 | 300
2016-11-03 10:30 | 319 | 283
2016-11-03 11:00 | 311 | 275
2016-11-03 11:30 | 336 | 302
2016-11-03 12:00 | 336 | 303
2016-11-03 12:30 | 339 | 307
2016-11-03 13:00 | 328 | 295
2016-11-03 13:30 | 306 | 270
2016-11-03 14:00 | 296 | 259
2016-11-03 14:30 | 324 | 291
2016-11-03 15:00 | 325 | 292
2016-11-03 15:30 | 336 | 303
2016-11-03 16:00 | 357 | 327
2016-11-03 16:30 | 382 | 353
2016-11-03 17:00 | 333 | 301
2016-11-03 17:30 | 342 | 311
2016-11-03 18:00 | 362 | 333
2016-11-03 18:30 | 365 | 337
2016-11-03 19:00 | 374 | 346
2016-11-03 19:30 | 379 | 352
2016-11-03 20:00 | 380 | 352
2016-11-03 20:30 | 369 | 339
2016-11-03 21:00 | 359 | 327
2016-11-03 21:30 | 370 | 339
2016-11-03 22:00 | 344 | 312
2016-11-03 22:30 | 336 | 302
2016-11-03 23:00 | 326 | 289
2016-11-03 23:30 | 297 | 255
2016-11-04 | 282 | 237
2016-11-04 00:30 | 271 | 220
2016-11-04 01:00 | 251 | 194
2016-11-04 01:30 | 225 | 156
2016-11-04 02:00 | 226 | 155
2016-11-04 02:30 | 227 | 155
2016-11-04 03:00 | 235 | 160
2016-11-04 03:30 | 255 | 189
2016-11-04 04:00 | 241 | 170
2016-11-04 04:30 | 245 | 175
2016-11-04 05:00 | 260 | 195
2016-11-04 05:30 | 270 | 207
2016-11-04 06:00 | 296 | 245
2016-11-04 06:30 | 287 | 241
2016-11-04 07:00 | 292 | 249
2016-11-04 07:30 | 269 | 223
2016-11-04 08:00 | 276 | 232
2016-11-04 08:30 | 272 | 227
2016-11-04 09:00 | 276 | 231
2016-11-04 09:30 | 286 | 240
2016-11-04 10:00 | 302 | 260
2016-11-04 10:30 | 317 | 277
2016-11-04 11:00 | 318 | 279
2016-11-04 11:30 | 302 | 260
2016-11-04 12:00 | 299 | 257
2016-11-04 12:30 | 303 | 262
2016-11-04 13:00 | 300 | 257
2016-11-04 13:30 | 291 | 248
2016-11-04 14:00 | 288 | 245
2016-11-04 14:30 | 268 | 220
2016-11-04 15:00 | 255 | 206
2016-11-04 15:30 | 269 | 221
2016-11-04 16:00 | 296 | 253
2016-11-04 16:30 | 323 | 285
2016-11-04 17:00 | 325 | 286
2016-11-04 17:30 | 307 | 265
2016-11-04 18:00 | 301 | 258
2016-11-04 18:30 | 275 | 227
2016-11-04 19:00 | 310 | 272
2016-11-04 19:30 | 288 | 247
2016-11-04 20:00 | 272 | 227
2016-11-04 20:30 | 264 | 217
2016-11-04 21:00 | 249 | 200
2016-11-04 21:30 | 273 | 229
2016-11-04 22:00 | 243 | 191
2016-11-04 22:30 | 215 | 155
2016-11-04 23:00 | 199 | 130
2016-11-04 23:30 | 168 | 78
2016-11-05 | 159 | 61
2016-11-05 00:30 | 156 | 54
2016-11-05 01:00 | 179 | 68
2016-11-05 01:30 | 203 | 90
2016-11-05 02:00 | 196 | 65
2016-11-05 02:30 | 197 | 68
2016-11-05 03:00 | 204 | 76
2016-11-05 03:30 | 193 | 59
2016-11-05 04:00 | 183 | 25
2016-11-05 04:30 | 179 | 36
2016-11-05 05:00 | 181 | 24
2016-11-05 05:30 | 176 | 32
2016-11-05 06:00 | 180 | 41
2016-11-05 06:30 | 184 | 64
2016-11-05 07:00 | 203 | 103
2016-11-05 07:30 | 211 | 120
2016-11-05 08:00 | 200 | 107
2016-11-05 08:30 | 208 | 122
2016-11-05 09:00 | 192 | 94
2016-11-05 09:30 | 190 | 95
2016-11-05 10:00 | 192 | 107
2016-11-05 10:30 | 217 | 149
2016-11-05 11:00 | 222 | 155
2016-11-05 11:30 | 221 | 153
2016-11-05 12:00 | 222 | 154
2016-11-05 12:30 | 226 | 160
2016-11-05 13:00 | 241 | 180
2016-11-05 13:30 | 238 | 177
2016-11-05 14:00 | 244 | 184
2016-11-05 14:30 | 244 | 183
2016-11-05 15:00 | 251 | 192
2016-11-05 15:30 | 262 | 206
2016-11-05 16:00 | 302 | 255
2016-11-05 16:30 | 262 | 206
2016-11-05 17:00 | 251 | 196
2016-11-05 17:30 | 264 | 217
2016-11-05 18:00 | 237 | 179
2016-11-05 18:30 | 242 | 187
2016-11-05 19:00 | 277 | 231
2016-11-05 19:30 | 285 | 242
2016-11-05 20:00 | 276 | 230
2016-11-05 20:30 | 280 | 233
2016-11-05 21:00 | 276 | 229
2016-11-05 21:30 | 290 | 246
2016-11-05 22:00 | 278 | 232
2016-11-05 22:30 | 226 | 164
2016-11-05 23:00 | 199 | 124
2016-11-05 23:30 | 189 | 105
2016-11-06 | 164 | 56
2016-11-06 00:30 | 173 | 63
2016-11-06 01:00 | 170 | 50
2016-11-06 01:30 | 165 | 20
2016-11-06 02:00 | 166 | 22
2016-11-06 02:30 | 168 | 23
2016-11-06 03:00 | 163 | 10
2016-11-06 03:30 | 165 | 6
2016-11-06 04:00 | 169 | 10
2016-11-06 04:30 | 164 | 1
2016-11-06 05:00 | 166 | 24
2016-11-06 05:30 | 170 | 30
2016-11-06 06:00 | 175 | 37
2016-11-06 06:30 | 176 | 43
2016-11-06 07:00 | 198 | 103
2016-11-06 07:30 | 209 | 112
2016-11-06 08:00 | 211 | 117
2016-11-06 08:30 | 204 | 109
2016-11-06 09:00 | 194 | 99
2016-11-06 09:30 | 188 | 94
2016-11-06 10:00 | 181 | 87
2016-11-06 10:30 | 197 | 114
2016-11-06 11:00 | 206 | 128
2016-11-06 11:30 | 204 | 124
2016-11-06 12:00 | 206 | 128
2016-11-06 12:30 | 198 | 115
2016-11-06 13:00 | 193 | 114
2016-11-06 13:30 | 200 | 119
2016-11-06 14:00 | 204 | 125
2016-11-06 14:30 | 210 | 134
2016-11-06 15:00 | 240 | 175
2016-11-06 15:30 | 229 | 162
2016-11-06 16:00 | 213 | 139
2016-11-06 16:30 | 218 | 146
2016-11-06 17:00 | 241 | 184
2016-11-06 17:30 | 269 | 217
2016-11-06 18:00 | 267 | 214
2016-11-06 18:30 | 277 | 229
2016-11-06 19:00 | 303 | 262
2016-11-06 19:30 | 324 | 288
2016-11-06 20:00 | 310 | 269
2016-11-06 20:30 | 286 | 239
2016-11-06 21:00 | 285 | 238
2016-11-06 21:30 | 295 | 250
2016-11-06 22:00 | 284 | 237
2016-11-06 22:30 | 254 | 197
2016-11-06 23:00 | 257 | 201
2016-11-06 23:30 | 211 | 134
2016-11-07 | 191 | 88
2016-11-07 00:30 | 169 | 44
2016-11-07 01:00 | 165 | 38
2016-11-07 01:30 | 160 | 40
2016-11-07 02:00 | 169 | 41
2016-11-07 02:30 | 168 | 32
2016-11-07 03:00 | 173 | 41
2016-11-07 03:30 | 175 | 45
2016-11-07 04:00 | 167 | 38
2016-11-07 04:30 | 179 | 63
2016-11-07 05:00 | 192 | 84
2016-11-07 05:30 | 210 | 113
2016-11-07 06:00 | 214 | 127
2016-11-07 06:30 | 225 | 154
2016-11-07 07:00 | 261 | 211
2016-11-07 07:30 | 276 | 229
2016-11-07 08:00 | 281 | 236
2016-11-07 08:30 | 299 | 259
2016-11-07 09:00 | 299 | 260
2016-11-07 09:30 | 293 | 256
2016-11-07 10:00 | 282 | 243
2016-11-07 10:30 | 307 | 272
2016-11-07 11:00 | 302 | 266
2016-11-07 11:30 | 303 | 267
2016-11-07 12:00 | 309 | 275
2016-11-07 12:30 | 315 | 283
2016-11-07 13:00 | 317 | 284
2016-11-07 13:30 | 320 | 287
2016-11-07 14:00 | 356 | 329
2016-11-07 14:30 | 333 | 305
2016-11-07 15:00 | 325 | 294
2016-11-07 15:30 | 362 | 337
2016-11-07 16:00 | 354 | 327
2016-11-07 16:30 | 356 | 329
2016-11-07 17:00 | 392 | 368
2016-11-07 17:30 | 370 | 343
2016-11-07 18:00 | 360 | 332
2016-11-07 18:30 | 330 | 299
2016-11-07 19:00 | 352 | 324
2016-11-07 19:30 | 361 | 334
2016-11-07 20:00 | 361 | 333
2016-11-07 20:30 | 370 | 343
2016-11-07 21:00 | 365 | 336
2016-11-07 21:30 | 366 | 338
2016-11-07 22:00 | 352 | 323
2016-11-07 22:30 | 336 | 302
2016-11-07 23:00 | 307 | 267
2016-11-07 23:30 | 290 | 247
2016-11-08 | 279 | 233
2016-11-08 00:30 | 260 | 208
2016-11-08 01:00 | 240 | 183
2016-11-08 01:30 | 233 | 173
2016-11-08 02:00 | 228 | 166
2016-11-08 02:30 | 231 | 168
2016-11-08 03:00 | 231 | 169
2016-11-08 03:30 | 234 | 174
2016-11-08 04:00 | 236 | 175
2016-11-08 04:30 | 267 | 214
2016-11-08 05:00 | 289 | 241
2016-11-08 05:30 | 306 | 262
2016-11-08 06:00 | 324 | 282
2016-11-08 06:30 | 333 | 296
2016-11-08 07:00 | 372 | 342
2016-11-08 07:30 | 361 | 330
2016-11-08 08:00 | 379 | 349
2016-11-08 08:30 | 357 | 327
2016-11-08 09:00 | 339 | 305
2016-11-08 09:30 | 350 | 318
2016-11-08 10:00 | 363 | 333
2016-11-08 10:30 | 401 | 374
2016-11-08 11:00 | 412 | 390
2016-11-08 11:30 | 417 | 395
2016-11-08 12:00 | 422 | 399
2016-11-08 12:30 | 415 | 392
2016-11-08 13:00 | 421 | 399
2016-11-08 13:30 | 415 | 393
2016-11-08 14:00 | 453 | 435
2016-11-08 14:30 | 470 | 455
2016-11-08 15:00 | 537 | 526
2016-11-08 15:30 | 544 | 532
2016-11-08 16:00 | 452 | 434
2016-11-08 16:30 | 468 | 451
2016-11-08 17:00 | 467 | 450
2016-11-08 17:30 | 424 | 405
2016-11-08 18:00 | 437 | 418
2016-11-08 18:30 | 414 | 394
2016-11-08 19:00 | 390 | 369
2016-11-08 19:30 | 375 | 352
2016-11-08 20:00 | 371 | 347
2016-11-08 20:30 | 364 | 339
2016-11-08 21:00 | 361 | 335
2016-11-08 21:30 | 327 | 298
2016-11-08 22:00 | 249 | 208
2016-11-08 22:30 | 269 | 228
2016-11-08 23:00 | 247 | 200
2016-11-08 23:30 | 220 | 161
2016-11-09 | 221 | 165
2016-11-09 00:30 | 231 | 178
2016-11-09 01:00 | 222 | 165
2016-11-09 01:30 | 213 | 151
2016-11-09 02:00 | 182 | 102
2016-11-09 02:30 | 189 | 111
2016-11-09 03:00 | 203 | 127
2016-11-09 03:30 | 209 | 133
2016-11-09 04:00 | 233 | 167
2016-11-09 04:30 | 226 | 158
2016-11-09 05:00 | 230 | 161
2016-11-09 05:30 | 242 | 178
2016-11-09 06:00 | 260 | 203
2016-11-09 06:30 | 283 | 235
2016-11-09 07:00 | 319 | 279
2016-11-09 07:30 | 325 | 286
2016-11-09 08:00 | 319 | 281
2016-11-09 08:30 | 302 | 265
2016-11-09 09:00 | 292 | 257
2016-11-09 09:30 | 292 | 259
2016-11-09 10:00 | 313 | 283
2016-11-09 10:30 | 356 | 330
2016-11-09 11:00 | 335 | 307
2016-11-09 11:30 | 338 | 310
2016-11-09 12:00 | 348 | 321
2016-11-09 12:30 | 335 | 307
2016-11-09 13:00 | 321 | 290
2016-11-09 13:30 | 338 | 310
2016-11-09 14:00 | 336 | 308
2016-11-09 14:30 | 341 | 315
2016-11-09 15:00 | 342 | 315
2016-11-09 15:30 | 351 | 325
2016-11-09 16:00 | 356 | 330
2016-11-09 16:30 | 337 | 309
2016-11-09 17:00 | 340 | 312
2016-11-09 17:30 | 318 | 288
2016-11-09 18:00 | 321 | 290
2016-11-09 18:30 | 320 | 290
2016-11-09 19:00 | 321 | 292
2016-11-09 19:30 | 316 | 285
2016-11-09 20:00 | 326 | 296
2016-11-09 20:30 | 322 | 291
2016-11-09 21:00 | 327 | 297
2016-11-09 21:30 | 316 | 286
2016-11-09 22:00 | 284 | 249
2016-11-09 22:30 | 248 | 205
2016-11-09 23:00 | 222 | 171
2016-11-09 23:30 | 201 | 141
2016-11-10 | 199 | 136
2016-11-10 00:30 | 199 | 136
2016-11-10 01:00 | 201 | 137
2016-11-10 01:30 | 196 | 121
2016-11-10 02:00 | 182 | 96
2016-11-10 02:30 | 169 | 74
2016-11-10 03:00 | 169 | 80
2016-11-10 03:30 | 170 | 77
2016-11-10 04:00 | 180 | 87
2016-11-10 04:30 | 183 | 97
2016-11-10 05:00 | 215 | 143
2016-11-10 05:30 | 234 | 170
2016-11-10 06:00 | 241 | 182
2016-11-10 06:30 | 259 | 203
2016-11-10 07:00 | 283 | 239
2016-11-10 07:30 | 274 | 232
2016-11-10 08:00 | 278 | 239
2016-11-10 08:30 | 270 | 231
2016-11-10 09:00 | 272 | 236
2016-11-10 09:30 | 284 | 251
2016-11-10 10:00 | 300 | 269
2016-11-10 10:30 | 312 | 283
2016-11-10 11:00 | 319 | 290
2016-11-10 11:30 | 327 | 299
2016-11-10 12:00 | 338 | 312
2016-11-10 12:30 | 338 | 313
2016-11-10 13:00 | 341 | 316
2016-11-10 13:30 | 347 | 324
2016-11-10 14:00 | 352 | 331
2016-11-10 14:30 | 364 | 344
2016-11-10 15:00 | 378 | 359
2016-11-10 15:30 | 386 | 367
2016-11-10 16:00 | 375 | 356
2016-11-10 16:30 | 370 | 351
2016-11-10 17:00 | 384 | 365
2016-11-10 17:30 | 359 | 338
2016-11-10 18:00 | 353 | 331
2016-11-10 18:30 | 323 | 299
2016-11-10 19:00 | 329 | 306
2016-11-10 19:30 | 333 | 310
2016-11-10 20:00 | 346 | 324
2016-11-10 20:30 | 332 | 308
2016-11-10 21:00 | 297 | 270
2016-11-10 21:30 | 299 | 270
2016-11-10 22:00 | 270 | 236
2016-11-10 22:30 | 298 | 268
2016-11-10 23:00 | 311 | 281
2016-11-10 23:30 | 274 | 235
2016-11-11 | 204 | 150
2016-11-11 00:30 | 172 | 89
2016-11-11 01:00 | 172 | 87
2016-11-11 01:30 | 166 | 75
2016-11-11 02:00 | 158 | 48
2016-11-11 02:30 | 153 | 42
2016-11-11 03:00 | 152 | 28
2016-11-11 03:30 | 164 | 61
2016-11-11 04:00 | 198 | 123
2016-11-11 04:30 | 224 | 162
2016-11-11 05:00 | 228 | 167
2016-11-11 05:30 | 239 | 181
2016-11-11 06:00 | 261 | 210
2016-11-11 06:30 | 301 | 262
2016-11-11 07:00 | 283 | 240
2016-11-11 07:30 | 279 | 237
2016-11-11 08:00 | 294 | 255
2016-11-11 08:30 | 294 | 256
2016-11-11 09:00 | 283 | 244
2016-11-11 09:30 | 316 | 284
2016-11-11 10:00 | 294 | 260
2016-11-11 10:30 | 282 | 246
2016-11-11 11:00 | 268 | 226
2016-11-11 11:30 | 270 | 229
2016-11-11 12:00 | 277 | 237
2016-11-11 12:30 | 266 | 226
2016-11-11 13:00 | 291 | 255
2016-11-11 13:30 | 302 | 267
2016-11-11 14:00 | 297 | 261
2016-11-11 14:30 | 297 | 263
2016-11-11 15:00 | 287 | 255
2016-11-11 15:30 | 295 | 264
2016-11-11 16:00 | 302 | 272
2016-11-11 16:30 | 304 | 274
2016-11-11 17:00 | 313 | 283
2016-11-11 17:30 | 287 | 254
2016-11-11 18:00 | 286 | 252
2016-11-11 18:30 | 290 | 256
2016-11-11 19:00 | 306 | 275
2016-11-11 19:30 | 295 | 262
2016-11-11 20:00 | 285 | 251
2016-11-11 20:30 | 295 | 263
2016-11-11 21:00 | 277 | 241
2016-11-11 21:30 | 249 | 206
2016-11-11 22:00 | 233 | 184
2016-11-11 22:30 | 218 | 165
2016-11-11 23:00 | 234 | 184
2016-11-11 23:30 | 211 | 154
2016-11-12 | 173 | 97
2016-11-12 00:30 | 156 | 73
2016-11-12 01:00 | 159 | 75
2016-11-12 01:30 | 155 | 69
2016-11-12 02:00 | 142 | 39
2016-11-12 02:30 | 149 | 46
2016-11-12 03:00 | 168 | 85
2016-11-12 03:30 | 173 | 94
2016-11-12 04:00 | 180 | 104
2016-11-12 04:30 | 170 | 87
2016-11-12 05:00 | 167 | 83
2016-11-12 05:30 | 159 | 69
2016-11-12 06:00 | 174 | 92
2016-11-12 06:30 | 193 | 125
2016-11-12 07:00 | 200 | 137
2016-11-12 07:30 | 207 | 148
2016-11-12 08:00 | 220 | 169
2016-11-12 08:30 | 228 | 177
2016-11-12 09:00 | 238 | 189
2016-11-12 09:30 | 246 | 200
2016-11-12 10:00 | 240 | 194
2016-11-12 10:30 | 240 | 195
2016-11-12 11:00 | 246 | 201
2016-11-12 11:30 | 262 | 220
2016-11-12 12:00 | 262 | 219
2016-11-12 12:30 | 266 | 225
2016-11-12 13:00 | 271 | 230
2016-11-12 13:30 | 292 | 255
2016-11-12 14:00 | 309 | 275
2016-11-12 14:30 | 317 | 284
2016-11-12 15:00 | 309 | 276
2016-11-12 15:30 | 286 | 249
2016-11-12 16:00 | 299 | 264
2016-11-12 16:30 | 280 | 241
2016-11-12 17:00 | 271 | 230
2016-11-12 17:30 | 308 | 272
2016-11-12 18:00 | 303 | 267
2016-11-12 18:30 | 292 | 254
2016-11-12 19:00 | 276 | 233
2016-11-12 19:30 | 273 | 230
2016-11-12 20:00 | 287 | 245
2016-11-12 20:30 | 300 | 260
2016-11-12 21:00 | 275 | 230
2016-11-12 21:30 | 287 | 244
2016-11-12 22:00 | 266 | 219
2016-11-12 22:30 | 230 | 175
2016-11-12 23:00 | 230 | 175
2016-11-12 23:30 | 209 | 145
2016-11-13 | 200 | 133
2016-11-13 00:30 | 163 | 71
2016-11-13 01:00 | 150 | 49
2016-11-13 01:30 | 153 | 48
2016-11-13 02:00 | 156 | 63
2016-11-13 02:30 | 174 | 83
2016-11-13 03:00 | 174 | 83
2016-11-13 03:30 | 170 | 76
2016-11-13 04:00 | 152 | 36
2016-11-13 04:30 | 156 | 44
2016-11-13 05:00 | 167 | 67
2016-11-13 05:30 | 164 | 61
2016-11-13 06:00 | 166 | 63
2016-11-13 06:30 | 161 | 62
2016-11-13 07:00 | 188 | 102
2016-11-13 07:30 | 194 | 111
2016-11-13 08:00 | 219 | 153
2016-11-13 08:30 | 232 | 173
2016-11-13 09:00 | 237 | 182
2016-11-13 09:30 | 256 | 209
2016-11-13 10:00 | 266 | 223
2016-11-13 10:30 | 288 | 252
2016-11-13 11:00 | 285 | 247
2016-11-13 11:30 | 293 | 255
2016-11-13 12:00 | 269 | 228
2016-11-13 12:30 | 252 | 209
2016-11-13 13:00 | 281 | 244
2016-11-13 13:30 | 272 | 232
2016-11-13 14:00 | 296 | 261
2016-11-13 14:30 | 314 | 281
2016-11-13 15:00 | 341 | 312
2016-11-13 15:30 | 348 | 319
2016-11-13 16:00 | 367 | 340
2016-11-13 16:30 | 377 | 352
2016-11-13 17:00 | 369 | 343
2016-11-13 17:30 | 368 | 341
2016-11-13 18:00 | 323 | 292
2016-11-13 18:30 | 308 | 275
2016-11-13 19:00 | 351 | 323
2016-11-13 19:30 | 343 | 313
2016-11-13 20:00 | 348 | 318
2016-11-13 20:30 | 348 | 318
2016-11-13 21:00 | 345 | 316
2016-11-13 21:30 | 345 | 316
2016-11-13 22:00 | 299 | 265
2016-11-13 22:30 | 244 | 200
2016-11-13 23:00 | 222 | 172
2016-11-13 23:30 | 216 | 164
2016-11-14 | 227 | 177
2016-11-14 00:30 | 171 | 95
2016-11-14 01:00 | 164 | 70
2016-11-14 01:30 | 155 | 54
2016-11-14 02:00 | 156 | 48
2016-11-14 02:30 | 157 | 56
2016-11-14 03:00 | 164 | 64
2016-11-14 03:30 | 157 | 55
2016-11-14 04:00 | 151 | 42
2016-11-14 04:30 | 166 | 55
2016-11-14 05:00 | 172 | 66
2016-11-14 05:30 | 184 | 91
2016-11-14 06:00 | 178 | 87
2016-11-14 06:30 | 213 | 145
2016-11-14 07:00 | 282 | 235
2016-11-14 07:30 | 271 | 222
2016-11-14 08:00 | 251 | 197
2016-11-14 08:30 | 243 | 187
2016-11-14 09:00 | 242 | 187
2016-11-14 09:30 | 253 | 206
2016-11-14 10:00 | 239 | 189
2016-11-14 10:30 | 259 | 214
2016-11-14 11:00 | 250 | 203
2016-11-14 11:30 | 240 | 190
2016-11-14 12:00 | 262 | 218
2016-11-14 12:30 | 272 | 229
2016-11-14 13:00 | 245 | 197
2016-11-14 13:30 | 250 | 202
2016-11-14 14:00 | 254 | 207
2016-11-14 14:30 | 255 | 210
2016-11-14 15:00 | 239 | 191
2016-11-14 15:30 | 241 | 194
2016-11-14 16:00 | 257 | 214
2016-11-14 16:30 | 268 | 227
2016-11-14 17:00 | 300 | 264
2016-11-14 17:30 | 280 | 238
2016-11-14 18:00 | 273 | 230
2016-11-14 18:30 | 269 | 225
2016-11-14 19:00 | 296 | 259
2016-11-14 19:30 | 273 | 233
2016-11-14 20:00 | 289 | 252
2016-11-14 20:30 | 297 | 261
2016-11-14 21:00 | 274 | 236
2016-11-14 21:30 | 285 | 247
2016-11-14 22:00 | 271 | 232
2016-11-14 22:30 | 282 | 249
2016-11-14 23:00 | 270 | 229
2016-11-14 23:30 | 241 | 187
2016-11-15 | 204 | 130
2016-11-15 00:30 | 193 | 110
2016-11-15 01:00 | 202 | 123
2016-11-15 01:30 | 181 | 84
2016-11-15 02:00 | 178 | 75
2016-11-15 02:30 | 175 | 65
2016-11-15 03:00 | 165 | 38
2016-11-15 03:30 | 160 | 39
2016-11-15 04:00 | 186 | 78
2016-11-15 04:30 | 198 | 100
2016-11-15 05:00 | 200 | 99
2016-11-15 05:30 | 202 | 106
2016-11-15 06:00 | 215 | 131
2016-11-15 06:30 | 226 | 157
2016-11-15 07:00 | 254 | 195
2016-11-15 07:30 | 252 | 196
2016-11-15 08:00 | 242 | 184
2016-11-15 08:30 | 243 | 188
2016-11-15 09:00 | 231 | 173
2016-11-15 09:30 | 200 | 133
2016-11-15 10:00 | 202 | 136
2016-11-15 10:30 | 209 | 149
2016-11-15 11:00 | 252 | 202
2016-11-15 11:30 | 279 | 235
2016-11-15 12:00 | 268 | 224
2016-11-15 12:30 | 223 | 168
2016-11-15 13:00 | 214 | 154
2016-11-15 13:30 | 229 | 177
2016-11-15 14:00 | 278 | 234
2016-11-15 14:30 | 285 | 243
2016-11-15 15:00 | 307 | 272
2016-11-15 15:30 | 303 | 269
2016-11-15 16:00 | 299 | 265
2016-11-15 16:30 | 311 | 278
2016-11-15 17:00 | 306 | 271
2016-11-15 17:30 | 298 | 260
2016-11-15 18:00 | 290 | 250
2016-11-15 18:30 | 266 | 222
2016-11-15 19:00 | 293 | 254
2016-11-15 19:30 | 293 | 252
2016-11-15 20:00 | 283 | 239
2016-11-15 20:30 | 271 | 226
2016-11-15 21:00 | 257 | 210
2016-11-15 21:30 | 251 | 204
2016-11-15 22:00 | 239 | 189
2016-11-15 22:30 | 247 | 198
2016-11-15 23:00 | 220 | 164
2016-11-15 23:30 | 201 | 136
2016-11-16 | 181 | 103
2016-11-16 00:30 | 167 | 71
2016-11-16 01:00 | 170 | 66
2016-11-16 01:30 | 169 | 58
2016-11-16 02:00 | 169 | 43
2016-11-16 02:30 | 167 | 31
2016-11-16 03:00 | 167 | 41
2016-11-16 03:30 | 180 | 59
2016-11-16 04:00 | 184 | 69
2016-11-16 04:30 | 199 | 102
2016-11-16 05:00 | 212 | 123
2016-11-16 05:30 | 230 | 153
2016-11-16 06:00 | 249 | 181
2016-11-16 06:30 | 251 | 185
2016-11-16 07:00 | 258 | 197
2016-11-16 07:30 | 264 | 205
2016-11-16 08:00 | 254 | 192
2016-11-16 08:30 | 262 | 202
2016-11-16 09:00 | 266 | 209
2016-11-16 09:30 | 263 | 209
2016-11-16 10:00 | 271 | 220
2016-11-16 10:30 | 273 | 221
2016-11-16 11:00 | 273 | 229
2016-11-16 11:30 | 262 | 216
2016-11-16 12:00 | 266 | 221
2016-11-16 12:30 | 262 | 216
2016-11-16 13:00 | 261 | 216
2016-11-16 13:30 | 267 | 222
2016-11-16 14:00 | 257 | 209
2016-11-16 14:30 | 244 | 194
2016-11-16 15:00 | 241 | 189
2016-11-16 15:30 | 246 | 197
2016-11-16 16:00 | 237 | 186
2016-11-16 16:30 | 236 | 185
2016-11-16 17:00 | 272 | 229
2016-11-16 17:30 | 267 | 224
2016-11-16 18:00 | 278 | 236
2016-11-16 18:30 | 290 | 254
2016-11-16 19:00 | 295 | 259
2016-11-16 19:30 | 286 | 247
2016-11-16 20:00 | 285 | 246
2016-11-16 20:30 | 252 | 202
2016-11-16 21:00 | 264 | 217
2016-11-16 21:30 | 269 | 223
2016-11-16 22:00 | 269 | 220
2016-11-16 22:30 | 247 | 192
2016-11-16 23:00 | 229 | 165
2016-11-16 23:30 | 221 | 153
2016-11-17 | 201 | 123
2016-11-17 00:30 | 197 | 113
2016-11-17 01:00 | 205 | 124
2016-11-17 01:30 | 201 | 115
2016-11-17 02:00 | 202 | 117
2016-11-17 02:30 | 205 | 121
2016-11-17 03:00 | 205 | 123
2016-11-17 03:30 | 197 | 108
2016-11-17 04:00 | 196 | 103
2016-11-17 04:30 | 191 | 96
2016-11-17 05:00 | 202 | 110
2016-11-17 05:30 | 218 | 137
2016-11-17 06:00 | 243 | 177
2016-11-17 06:30 | 269 | 210
2016-11-17 07:00 | 278 | 226
2016-11-17 07:30 | 261 | 207
2016-11-17 08:00 | 270 | 217
2016-11-17 08:30 | 287 | 238
2016-11-17 09:00 | 284 | 236
2016-11-17 09:30 | 276 | 230
2016-11-17 10:00 | 276 | 231
2016-11-17 10:30 | 266 | 220
2016-11-17 11:00 | 263 | 219
2016-11-17 11:30 | 269 | 227
2016-11-17 12:00 | 271 | 229
2016-11-17 12:30 | 262 | 218
2016-11-17 13:00 | 272 | 230
2016-11-17 13:30 | 278 | 236
2016-11-17 14:00 | 278 | 237
2016-11-17 14:30 | 272 | 230
2016-11-17 15:00 | 281 | 240
2016-11-17 15:30 | 275 | 233
2016-11-17 16:00 | 256 | 210
2016-11-17 16:30 | 270 | 226
2016-11-17 17:00 | 305 | 268
2016-11-17 17:30 | 298 | 260
2016-11-17 18:00 | 299 | 260
2016-11-17 18:30 | 295 | 257
2016-11-17 19:00 | 304 | 267
2016-11-17 19:30 | 312 | 276
2016-11-17 20:00 | 307 | 270
2016-11-17 20:30 | 301 | 262
2016-11-17 21:00 | 309 | 271
2016-11-17 21:30 | 317 | 280
2016-11-17 22:00 | 296 | 256
2016-11-17 22:30 | 234 | 183
2016-11-17 23:00 | 233 | 181
2016-11-17 23:30 | 217 | 161
2016-11-18 | 201 | 136
2016-11-18 00:30 | 201 | 130
2016-11-18 01:00 | 202 | 126
2016-11-18 01:30 | 205 | 116
2016-11-18 02:00 | 212 | 123
2016-11-18 02:30 | 212 | 119
2016-11-18 03:00 | 211 | 119
2016-11-18 03:30 | 208 | 113
2016-11-18 04:00 | 203 | 106
2016-11-18 04:30 | 208 | 115
2016-11-18 05:00 | 215 | 126
2016-11-18 05:30 | 234 | 158
2016-11-18 06:00 | 246 | 174
2016-11-18 06:30 | 250 | 184
2016-11-18 07:00 | 288 | 237
2016-11-18 07:30 | 286 | 239
2016-11-18 08:00 | 292 | 247
2016-11-18 08:30 | 276 | 228
2016-11-18 09:00 | 273 | 226
2016-11-18 09:30 | 264 | 220
2016-11-18 10:00 | 315 | 280
2016-11-18 10:30 | 306 | 270
2016-11-18 11:00 | 318 | 284
2016-11-18 11:30 | 302 | 266
2016-11-18 12:00 | 318 | 288
2016-11-18 12:30 | 308 | 275
2016-11-18 13:00 | 313 | 279
2016-11-18 13:30 | 327 | 295
2016-11-18 14:00 | 340 | 311
2016-11-18 14:30 | 355 | 327
2016-11-18 15:00 | 351 | 322
2016-11-18 15:30 | 348 | 319
2016-11-18 16:00 | 342 | 311
2016-11-18 16:30 | 337 | 307
2016-11-18 17:00 | 344 | 314
2016-11-18 17:30 | 332 | 301
2016-11-18 18:00 | 330 | 299
2016-11-18 18:30 | 348 | 318
2016-11-18 19:00 | 358 | 329
2016-11-18 19:30 | 380 | 353
2016-11-18 20:00 | 378 | 351
2016-11-18 20:30 | 381 | 354
2016-11-18 21:00 | 376 | 348
2016-11-18 21:30 | 366 | 338
2016-11-18 22:00 | 320 | 286
2016-11-18 22:30 | 255 | 209
2016-11-18 23:00 | 217 | 159
2016-11-18 23:30 | 196 | 131
2016-11-19 | 195 | 127
2016-11-19 00:30 | 172 | 90
2016-11-19 01:00 | 169 | 75
2016-11-19 01:30 | 163 | 51
2016-11-19 02:00 | 166 | 49
2016-11-19 02:30 | 179 | 77
2016-11-19 03:00 | 177 | 72
2016-11-19 03:30 | 166 | 55
2016-11-19 04:00 | 164 | 50
2016-11-19 04:30 | 179 | 78
2016-11-19 05:00 | 183 | 81
2016-11-19 05:30 | 176 | 73
2016-11-19 06:00 | 177 | 73
2016-11-19 06:30 | 178 | 80
2016-11-19 07:00 | 198 | 116
2016-11-19 07:30 | 226 | 161
2016-11-19 08:00 | 228 | 166
2016-11-19 08:30 | 219 | 157
2016-11-19 09:00 | 214 | 155
2016-11-19 09:30 | 219 | 165
2016-11-19 10:00 | 230 | 175
2016-11-19 10:30 | 232 | 175
2016-11-19 11:00 | 235 | 179
2016-11-19 11:30 | 243 | 189
2016-11-19 12:00 | 228 | 168
2016-11-19 12:30 | 220 | 158
2016-11-19 13:00 | 198 | 130
2016-11-19 13:30 | 203 | 137
2016-11-19 14:00 | 219 | 159
2016-11-19 14:30 | 228 | 171
2016-11-19 15:00 | 233 | 179
2016-11-19 15:30 | 226 | 169
2016-11-19 16:00 | 219 | 162
2016-11-19 16:30 | 231 | 175
2016-11-19 17:00 | 270 | 225
2016-11-19 17:30 | 265 | 219
2016-11-19 18:00 | 258 | 210
2016-11-19 18:30 | 250 | 200
2016-11-19 19:00 | 258 | 212
2016-11-19 19:30 | 245 | 196
2016-11-19 20:00 | 243 | 194
2016-11-19 20:30 | 247 | 197
2016-11-19 21:00 | 243 | 192
2016-11-19 21:30 | 249 | 199
2016-11-19 22:00 | 237 | 185
2016-11-19 22:30 | 187 | 114
2016-11-19 23:00 | 190 | 118
2016-11-19 23:30 | 181 | 103
2016-11-20 | 160 | 58
2016-11-20 00:30 | 156 | 51
2016-11-20 01:00 | 156 | 32
2016-11-20 01:30 | 157 | 28
2016-11-20 02:00 | 170 | 28
2016-11-20 02:30 | 168 | 24
2016-11-20 03:00 | 157 | 12
2016-11-20 03:30 | 165 | 43
2016-11-20 04:00 | 173 | 56
2016-11-20 04:30 | 187 | 79
2016-11-20 05:00 | 174 | 58
2016-11-20 05:30 | 176 | 61
2016-11-20 06:00 | 180 | 67
2016-11-20 06:30 | 184 | 79
2016-11-20 07:00 | 193 | 105
2016-11-20 07:30 | 198 | 114
2016-11-20 08:00 | 198 | 118
2016-11-20 08:30 | 192 | 112
2016-11-20 09:00 | 176 | 90
2016-11-20 09:30 | 191 | 120
2016-11-20 10:00 | 192 | 125
2016-11-20 10:30 | 188 | 121
2016-11-20 11:00 | 189 | 122
2016-11-20 11:30 | 191 | 123
2016-11-20 12:00 | 192 | 126
2016-11-20 12:30 | 192 | 123
2016-11-20 13:00 | 192 | 124
2016-11-20 13:30 | 194 | 129
2016-11-20 14:00 | 197 | 134
2016-11-20 14:30 | 203 | 140
2016-11-20 15:00 | 211 | 151
2016-11-20 15:30 | 207 | 147
2016-11-20 16:00 | 212 | 155
2016-11-20 16:30 | 223 | 171
2016-11-20 17:00 | 232 | 184
2016-11-20 17:30 | 231 | 182
2016-11-20 18:00 | 245 | 200
2016-11-20 18:30 | 271 | 232
2016-11-20 19:00 | 294 | 260
2016-11-20 19:30 | 305 | 271
2016-11-20 20:00 | 284 | 246
2016-11-20 20:30 | 259 | 216
2016-11-20 21:00 | 224 | 172
2016-11-20 21:30 | 262 | 219
2016-11-20 22:00 | 272 | 231
2016-11-20 22:30 | 228 | 177
2016-11-20 23:00 | 226 | 176
2016-11-20 23:30 | 201 | 143
2016-11-21 | 189 | 118
2016-11-21 00:30 | 186 | 105
2016-11-21 01:00 | 200 | 112
2016-11-21 01:30 | 188 | 92
2016-11-21 02:00 | 193 | 100
2016-11-21 02:30 | 197 | 105
2016-11-21 03:00 | 194 | 99
2016-11-21 03:30 | 183 | 82
2016-11-21 04:00 | 173 | 68
2016-11-21 04:30 | 175 | 69
2016-11-21 05:00 | 187 | 90
2016-11-21 05:30 | 192 | 103
2016-11-21 06:00 | 227 | 155
2016-11-21 06:30 | 248 | 192
2016-11-21 07:00 | 288 | 243
2016-11-21 07:30 | 286 | 241
2016-11-21 08:00 | 279 | 234
2016-11-21 08:30 | 292 | 249
2016-11-21 09:00 | 306 | 267
2016-11-21 09:30 | 283 | 242
2016-11-21 10:00 | 287 | 247
2016-11-21 10:30 | 294 | 255
2016-11-21 11:00 | 288 | 249
2016-11-21 11:30 | 273 | 233
2016-11-21 12:00 | 276 | 236
2016-11-21 12:30 | 293 | 254
2016-11-21 13:00 | 327 | 293
2016-11-21 13:30 | 317 | 283
2016-11-21 14:00 | 295 | 258
2016-11-21 14:30 | 312 | 278
2016-11-21 15:00 | 326 | 294
2016-11-21 15:30 | 297 | 262
2016-11-21 16:00 | 276 | 237
2016-11-21 16:30 | 279 | 240
2016-11-21 17:00 | 273 | 234
2016-11-21 17:30 | 258 | 215
2016-11-21 18:00 | 299 | 265
2016-11-21 18:30 | 351 | 323
2016-11-21 19:00 | 355 | 327
2016-11-21 19:30 | 364 | 336
2016-11-21 20:00 | 340 | 309
2016-11-21 20:30 | 317 | 283
2016-11-21 21:00 | 318 | 284
2016-11-21 21:30 | 341 | 309
2016-11-21 22:00 | 332 | 299
2016-11-21 22:30 | 297 | 256
2016-11-21 23:00 | 304 | 263
2016-11-21 23:30 | 274 | 228
2016-11-22 | 257 | 205
2016-11-22 00:30 | 246 | 191
2016-11-22 01:00 | 255 | 201
2016-11-22 01:30 | 238 | 178
2016-11-22 02:00 | 232 | 170
2016-11-22 02:30 | 233 | 167
2016-11-22 03:00 | 246 | 181
2016-11-22 03:30 | 225 | 154
2016-11-22 04:00 | 221 | 150
2016-11-22 04:30 | 222 | 150
2016-11-22 05:00 | 231 | 162
2016-11-22 05:30 | 251 | 190
2016-11-22 06:00 | 256 | 196
2016-11-22 06:30 | 265 | 209
2016-11-22 07:00 | 287 | 240
2016-11-22 07:30 | 278 | 230
2016-11-22 08:00 | 292 | 247
2016-11-22 08:30 | 284 | 242
2016-11-22 09:00 | 291 | 250
2016-11-22 09:30 | 285 | 245
2016-11-22 10:00 | 302 | 264
2016-11-22 10:30 | 320 | 286
2016-11-22 11:00 | 350 | 318
2016-11-22 11:30 | 374 | 345
2016-11-22 12:00 | 387 | 360
2016-11-22 12:30 | 388 | 361
2016-11-22 13:00 | 357 | 328
2016-11-22 13:30 | 341 | 310
2016-11-22 14:00 | 350 | 319
2016-11-22 14:30 | 336 | 303
2016-11-22 15:00 | 369 | 340
2016-11-22 15:30 | 332 | 299
2016-11-22 16:00 | 380 | 352
2016-11-22 16:30 | 390 | 364
2016-11-22 17:00 | 376 | 349
2016-11-22 17:30 | 370 | 341
2016-11-22 18:00 | 350 | 319
2016-11-22 18:30 | 329 | 296
2016-11-22 19:00 | 346 | 316
2016-11-22 19:30 | 336 | 303
2016-11-22 20:00 | 314 | 279
2016-11-22 20:30 | 314 | 278
2016-11-22 21:00 | 324 | 289
2016-11-22 21:30 | 320 | 284
2016-11-22 22:00 | 290 | 250
2016-11-22 22:30 | 276 | 233
2016-11-22 23:00 | 248 | 198
2016-11-22 23:30 | 223 | 165
2016-11-23 | 205 | 140
2016-11-23 00:30 | 211 | 140
2016-11-23 01:00 | 203 | 124
2016-11-23 01:30 | 204 | 126
2016-11-23 02:00 | 204 | 126
2016-11-23 02:30 | 212 | 136
2016-11-23 03:00 | 217 | 145
2016-11-23 03:30 | 216 | 143
2016-11-23 04:00 | 207 | 125
2016-11-23 04:30 | 209 | 127
2016-11-23 05:00 | 211 | 130
2016-11-23 05:30 | 224 | 151
2016-11-23 06:00 | 249 | 188
2016-11-23 06:30 | 272 | 220
2016-11-23 07:00 | 285 | 240
2016-11-23 07:30 | 266 | 217
2016-11-23 08:00 | 259 | 210
2016-11-23 08:30 | 258 | 213
2016-11-23 09:00 | 263 | 220
2016-11-23 09:30 | 270 | 231
2016-11-23 10:00 | 258 | 218
2016-11-23 10:30 | 247 | 210
2016-11-23 11:00 | 243 | 206
2016-11-23 11:30 | 242 | 204
2016-11-23 12:00 | 239 | 201
2016-11-23 12:30 | 237 | 198
2016-11-23 13:00 | 252 | 217
2016-11-23 13:30 | 246 | 210
2016-11-23 14:00 | 243 | 208
2016-11-23 14:30 | 256 | 221
2016-11-23 15:00 | 282 | 251
2016-11-23 15:30 | 276 | 244
2016-11-23 16:00 | 286 | 254
2016-11-23 16:30 | 298 | 268
2016-11-23 17:00 | 328 | 301
2016-11-23 17:30 | 307 | 279
2016-11-23 18:00 | 275 | 242
2016-11-23 18:30 | 254 | 220
2016-11-23 19:00 | 281 | 250
2016-11-23 19:30 | 284 | 255
2016-11-23 20:00 | 303 | 274
2016-11-23 20:30 | 311 | 284
2016-11-23 21:00 | 277 | 246
2016-11-23 21:30 | 301 | 270
2016-11-23 22:00 | 260 | 220
2016-11-23 22:30 | 215 | 159
2016-11-23 23:00 | 222 | 168
2016-11-23 23:30 | 224 | 171
2016-11-24 | 208 | 142
2016-11-24 00:30 | 199 | 128
2016-11-24 01:00 | 191 | 112
2016-11-24 01:30 | 188 | 108
2016-11-24 02:00 | 193 | 114
2016-11-24 02:30 | 202 | 120
2016-11-24 03:00 | 208 | 130
2016-11-24 03:30 | 208 | 132
2016-11-24 04:00 | 204 | 121
2016-11-24 04:30 | 223 | 149
2016-11-24 05:00 | 234 | 163
2016-11-24 05:30 | 250 | 186
2016-11-24 06:00 | 271 | 218
2016-11-24 06:30 | 272 | 224
2016-11-24 07:00 | 256 | 206
2016-11-24 07:30 | 253 | 203
2016-11-24 08:00 | 251 | 201
2016-11-24 08:30 | 256 | 210
2016-11-24 09:00 | 251 | 207
2016-11-24 09:30 | 247 | 204
2016-11-24 10:00 | 273 | 235
2016-11-24 10:30 | 285 | 249
2016-11-24 11:00 | 277 | 241
2016-11-24 11:30 | 268 | 230
2016-11-24 12:00 | 273 | 237
2016-11-24 12:30 | 277 | 241
2016-11-24 13:00 | 279 | 243
2016-11-24 13:30 | 275 | 238
2016-11-24 14:00 | 271 | 235
2016-11-24 14:30 | 275 | 240
2016-11-24 15:00 | 285 | 251
2016-11-24 15:30 | 328 | 300
2016-11-24 16:00 | 332 | 303
2016-11-24 16:30 | 342 | 314
2016-11-24 17:00 | 359 | 333
2016-11-24 17:30 | 321 | 291
2016-11-24 18:00 | 290 | 255
2016-11-24 18:30 | 288 | 255
2016-11-24 19:00 | 321 | 292
2016-11-24 19:30 | 321 | 290
2016-11-24 20:00 | 305 | 273
2016-11-24 20:30 | 281 | 245
2016-11-24 21:00 | 274 | 236
2016-11-24 21:30 | 282 | 245
2016-11-24 22:00 | 284 | 246
2016-11-24 22:30 | 269 | 229
2016-11-24 23:00 | 281 | 243
2016-11-24 23:30 | 256 | 214
2016-11-25 | 241 | 191
2016-11-25 00:30 | 245 | 193
2016-11-25 01:00 | 247 | 191
2016-11-25 01:30 | 233 | 172
2016-11-25 02:00 | 214 | 146
2016-11-25 02:30 | 199 | 122
2016-11-25 03:00 | 218 | 149
2016-11-25 03:30 | 202 | 125
2016-11-25 04:00 | 196 | 116
2016-11-25 04:30 | 199 | 121
2016-11-25 05:00 | 207 | 133
2016-11-25 05:30 | 223 | 157
2016-11-25 06:00 | 221 | 156
2016-11-25 06:30 | 225 | 161
2016-11-25 07:00 | 236 | 179
2016-11-25 07:30 | 229 | 173
2016-11-25 08:00 | 241 | 189
2016-11-25 08:30 | 254 | 205
2016-11-25 09:00 | 245 | 199
2016-11-25 09:30 | 241 | 198
2016-11-25 10:00 | 240 | 197
2016-11-25 10:30 | 249 | 209
2016-11-25 11:00 | 258 | 219
2016-11-25 11:30 | 260 | 222
2016-11-25 12:00 | 252 | 213
2016-11-25 12:30 | 248 | 208
2016-11-25 13:00 | 253 | 212
2016-11-25 13:30 | 231 | 186
2016-11-25 14:00 | 208 | 158
2016-11-25 14:30 | 215 | 170
2016-11-25 15:00 | 223 | 179
2016-11-25 15:30 | 237 | 196
2016-11-25 16:00 | 255 | 216
2016-11-25 16:30 | 261 | 223
2016-11-25 17:00 | 265 | 229
2016-11-25 17:30 | 256 | 216
2016-11-25 18:00 | 248 | 208
2016-11-25 18:30 | 248 | 207
2016-11-25 19:00 | 262 | 225
2016-11-25 19:30 | 268 | 231
2016-11-25 20:00 | 270 | 233
2016-11-25 20:30 | 271 | 233
2016-11-25 21:00 | 246 | 206
2016-11-25 21:30 | 253 | 212
2016-11-25 22:00 | 242 | 199
2016-11-25 22:30 | 228 | 179
2016-11-25 23:00 | 239 | 190
2016-11-25 23:30 | 237 | 186
2016-11-26 | 219 | 163
2016-11-26 00:30 | 222 | 160
2016-11-26 01:00 | 237 | 178
2016-11-26 01:30 | 229 | 168
2016-11-26 02:00 | 224 | 162
2016-11-26 02:30 | 213 | 146
2016-11-26 03:00 | 212 | 141
2016-11-26 03:30 | 202 | 123
2016-11-26 04:00 | 193 | 106
2016-11-26 04:30 | 208 | 131
2016-11-26 05:00 | 221 | 150
2016-11-26 05:30 | 220 | 147
2016-11-26 06:00 | 231 | 164
2016-11-26 06:30 | 236 | 175
2016-11-26 07:00 | 257 | 205
2016-11-26 07:30 | 257 | 205
2016-11-26 08:00 | 256 | 205
2016-11-26 08:30 | 256 | 205
2016-11-26 09:00 | 256 | 208
2016-11-26 09:30 | 262 | 218
2016-11-26 10:00 | 279 | 239
2016-11-26 10:30 | 275 | 234
2016-11-26 11:00 | 259 | 216
2016-11-26 11:30 | 235 | 189
2016-11-26 12:00 | 237 | 189
2016-11-26 12:30 | 244 | 198
2016-11-26 13:00 | 272 | 230
2016-11-26 13:30 | 275 | 233
2016-11-26 14:00 | 273 | 230
2016-11-26 14:30 | 273 | 231
2016-11-26 15:00 | 285 | 245
2016-11-26 15:30 | 287 | 249
2016-11-26 16:00 | 284 | 245
2016-11-26 16:30 | 294 | 256
2016-11-26 17:00 | 299 | 261
2016-11-26 17:30 | 279 | 238
2016-11-26 18:00 | 275 | 234
2016-11-26 18:30 | 271 | 229
2016-11-26 19:00 | 270 | 228
2016-11-26 19:30 | 281 | 242
2016-11-26 20:00 | 296 | 258
2016-11-26 20:30 | 291 | 253
2016-11-26 21:00 | 309 | 274
2016-11-26 21:30 | 309 | 275
2016-11-26 22:00 | 317 | 283
2016-11-26 22:30 | 278 | 235
2016-11-26 23:00 | 287 | 245
2016-11-26 23:30 | 273 | 229
2016-11-27 | 255 | 205
2016-11-27 00:30 | 265 | 213
2016-11-27 01:00 | 266 | 211
2016-11-27 01:30 | 267 | 206
2016-11-27 02:00 | 254 | 187
2016-11-27 02:30 | 244 | 173
2016-11-27 03:00 | 230 | 155
2016-11-27 03:30 | 226 | 147
2016-11-27 04:00 | 225 | 147
2016-11-27 04:30 | 234 | 159
2016-11-27 05:00 | 238 | 165
2016-11-27 05:30 | 249 | 180
2016-11-27 06:00 | 252 | 185
2016-11-27 06:30 | 262 | 198
2016-11-27 07:00 | 296 | 245
2016-11-27 07:30 | 303 | 254
2016-11-27 08:00 | 301 | 252
2016-11-27 08:30 | 309 | 262
2016-11-27 09:00 | 297 | 251
2016-11-27 09:30 | 282 | 236
2016-11-27 10:00 | 284 | 239
2016-11-27 10:30 | 288 | 243
2016-11-27 11:00 | 275 | 227
2016-11-27 11:30 | 273 | 224
2016-11-27 12:00 | 283 | 236
2016-11-27 12:30 | 291 | 249
2016-11-27 13:00 | 292 | 250
2016-11-27 13:30 | 277 | 233
2016-11-27 14:00 | 268 | 221
2016-11-27 14:30 | 264 | 216
2016-11-27 15:00 | 262 | 212
2016-11-27 15:30 | 259 | 209
2016-11-27 16:00 | 260 | 214
2016-11-27 16:30 | 275 | 234
2016-11-27 17:00 | 310 | 275
2016-11-27 17:30 | 322 | 290
2016-11-27 18:00 | 329 | 298
2016-11-27 18:30 | 332 | 303
2016-11-27 19:00 | 327 | 297
2016-11-27 19:30 | 321 | 290
2016-11-27 20:00 | 328 | 298
2016-11-27 20:30 | 314 | 282
2016-11-27 21:00 | 297 | 263
2016-11-27 21:30 | 312 | 279
2016-11-27 22:00 | 322 | 286
2016-11-27 22:30 | 292 | 249
2016-11-27 23:00 | 290 | 248
2016-11-27 23:30 | 267 | 220
2016-11-28 | 260 | 208
2016-11-28 00:30 | 262 | 205
2016-11-28 01:00 | 263 | 205
2016-11-28 01:30 | 253 | 190
2016-11-28 02:00 | 245 | 173
2016-11-28 02:30 | 242 | 168
2016-11-28 03:00 | 250 | 179
2016-11-28 03:30 | 252 | 183
2016-11-28 04:00 | 250 | 179
2016-11-28 04:30 | 258 | 191
2016-11-28 05:00 | 270 | 207
2016-11-28 05:30 | 286 | 228
2016-11-28 06:00 | 329 | 283
2016-11-28 06:30 | 352 | 313
2016-11-28 07:00 | 336 | 298
2016-11-28 07:30 | 326 | 287
2016-11-28 08:00 | 348 | 311
2016-11-28 08:30 | 339 | 301
2016-11-28 09:00 | 326 | 287
2016-11-28 09:30 | 330 | 292
2016-11-28 10:00 | 337 | 300
2016-11-28 10:30 | 333 | 296
2016-11-28 11:00 | 342 | 307
2016-11-28 11:30 | 339 | 304
2016-11-28 12:00 | 333 | 298
2016-11-28 12:30 | 325 | 289
2016-11-28 13:00 | 326 | 289
2016-11-28 13:30 | 312 | 275
2016-11-28 14:00 | 307 | 269
2016-11-28 14:30 | 327 | 293
2016-11-28 15:00 | 347 | 315
2016-11-28 15:30 | 363 | 333
2016-11-28 16:00 | 363 | 333
2016-11-28 16:30 | 390 | 362
2016-11-28 17:00 | 389 | 362
2016-11-28 17:30 | 390 | 363
2016-11-28 18:00 | 389 | 361
2016-11-28 18:30 | 378 | 350
2016-11-28 19:00 | 378 | 350
2016-11-28 19:30 | 366 | 336
2016-11-28 20:00 | 358 | 327
2016-11-28 20:30 | 345 | 312
2016-11-28 21:00 | 345 | 312
2016-11-28 21:30 | 343 | 309
2016-11-28 22:00 | 331 | 294
2016-11-28 22:30 | 289 | 240
2016-11-28 23:00 | 259 | 205
2016-11-28 23:30 | 256 | 202
2016-11-29 | 256 | 198
2016-11-29 00:30 | 258 | 196
2016-11-29 01:00 | 249 | 184
2016-11-29 01:30 | 243 | 167
2016-11-29 02:00 | 230 | 150
2016-11-29 02:30 | 227 | 146
2016-11-29 03:00 | 230 | 152
2016-11-29 03:30 | 227 | 146
2016-11-29 04:00 | 234 | 157
2016-11-29 04:30 | 254 | 186
2016-11-29 05:00 | 273 | 207
2016-11-29 05:30 | 301 | 242
2016-11-29 06:00 | 307 | 259
2016-11-29 06:30 | 302 | 259
2016-11-29 07:00 | 299 | 255
2016-11-29 07:30 | 308 | 267
2016-11-29 08:00 | 314 | 278
2016-11-29 08:30 | 298 | 260
2016-11-29 09:00 | 298 | 260
2016-11-29 09:30 | 306 | 272
2016-11-29 10:00 | 335 | 304
2016-11-29 10:30 | 353 | 325
2016-11-29 11:00 | 381 | 356
2016-11-29 11:30 | 355 | 328
2016-11-29 12:00 | 368 | 342
2016-11-29 12:30 | 402 | 379
2016-11-29 13:00 | 402 | 379
2016-11-29 13:30 | 393 | 370
2016-11-29 14:00 | 363 | 337
2016-11-29 14:30 | 329 | 301
2016-11-29 15:00 | 278 | 243
2016-11-29 15:30 | 284 | 250
2016-11-29 16:00 | 304 | 273
2016-11-29 16:30 | 335 | 308
2016-11-29 17:00 | 430 | 410
2016-11-29 17:30 | 438 | 419
2016-11-29 18:00 | 379 | 354
2016-11-29 18:30 | 356 | 329
2016-11-29 19:00 | 357 | 331
2016-11-29 19:30 | 341 | 314
2016-11-29 20:00 | 353 | 326
2016-11-29 20:30 | 349 | 321
2016-11-29 21:00 | 330 | 301
2016-11-29 21:30 | 327 | 298
2016-11-29 22:00 | 335 | 302
2016-11-29 22:30 | 305 | 265
2016-11-29 23:00 | 286 | 242
2016-11-29 23:30 | 266 | 217
2016-11-30 | 235 | 178
2016-11-30 00:30 | 233 | 170
2016-11-30 01:00 | 248 | 185
2016-11-30 01:30 | 229 | 150
2016-11-30 02:00 | 229 | 149
2016-11-30 02:30 | 220 | 135
2016-11-30 03:00 | 217 | 129
2016-11-30 03:30 | 223 | 138
2016-11-30 04:00 | 237 | 158
2016-11-30 04:30 | 243 | 168
2016-11-30 05:00 | 236 | 159
2016-11-30 05:30 | 270 | 205
2016-11-30 06:00 | 286 | 231
2016-11-30 06:30 | 278 | 226
2016-11-30 07:00 | 309 | 268
2016-11-30 07:30 | 326 | 289
2016-11-30 08:00 | 346 | 311
2016-11-30 08:30 | 345 | 312
2016-11-30 09:00 | 339 | 307
2016-11-30 09:30 | 318 | 285
2016-11-30 10:00 | 348 | 319
2016-11-30 10:30 | 340 | 315
2016-11-30 11:00 | 319 | 293
2016-11-30 11:30 | 312 | 284
2016-11-30 12:00 | 282 | 252
2016-11-30 12:30 | 276 | 246
2016-11-30 13:00 | 300 | 273
2016-11-30 13:30 | 303 | 277
2016-11-30 14:00 | 305 | 278
2016-11-30 14:30 | 325 | 300
2016-11-30 15:00 | 330 | 306
2016-11-30 15:30 | 334 | 311
2016-11-30 16:00 | 288 | 259
2016-11-30 16:30 | 292 | 262
2016-11-30 17:00 | 333 | 307
2016-11-30 17:30 | 332 | 306
2016-11-30 18:00 | 332 | 306
2016-11-30 18:30 | 334 | 307
2016-11-30 19:00 | 342 | 318
2016-11-30 19:30 | 346 | 321
2016-11-30 20:00 | 344 | 318
2016-11-30 20:30 | 324 | 295
2016-11-30 21:00 | 297 | 265
2016-11-30 21:30 | 289 | 253
2016-11-30 22:00 | 276 | 236
2016-11-30 22:30 | 242 | 195
2016-11-30 23:00 | 220 | 165
2016-11-30 23:30 | 215 | 158
2016-12-01 | 218 | 161
2016-12-01 00:30 | 204 | 132
2016-12-01 01:00 | 203 | 126
2016-12-01 01:30 | 208 | 134
2016-12-01 02:00 | 198 | 118
2016-12-01 02:30 | 202 | 125
2016-12-01 03:00 | 198 | 120
2016-12-01 03:30 | 213 | 141
2016-12-01 04:00 | 219 | 153
2016-12-01 04:30 | 218 | 152
2016-12-01 05:00 | 231 | 167
2016-12-01 05:30 | 257 | 203
2016-12-01 06:00 | 286 | 238
2016-12-01 06:30 | 276 | 228
2016-12-01 07:00 | 273 | 226
2016-12-01 07:30 | 295 | 252
2016-12-01 08:00 | 313 | 273
2016-12-01 08:30 | 314 | 276
2016-12-01 09:00 | 309 | 271
2016-12-01 09:30 | 317 | 282
2016-12-01 10:00 | 320 | 286
2016-12-01 10:30 | 296 | 259
2016-12-01 11:00 | 322 | 289
2016-12-01 11:30 | 345 | 314
2016-12-01 12:00 | 373 | 345
2016-12-01 12:30 | 355 | 326
2016-12-01 13:00 | 355 | 326
2016-12-01 13:30 | 364 | 335
2016-12-01 14:00 | 314 | 281
2016-12-01 14:30 | 305 | 271
2016-12-01 15:00 | 319 | 288
2016-12-01 15:30 | 278 | 240
2016-12-01 16:00 | 302 | 268
2016-12-01 16:30 | 322 | 291
2016-12-01 17:00 | 353 | 325
2016-12-01 17:30 | 329 | 298
2016-12-01 18:00 | 343 | 313
2016-12-01 18:30 | 327 | 295
2016-12-01 19:00 | 313 | 279
2016-12-01 19:30 | 317 | 285
2016-12-01 20:00 | 340 | 310
2016-12-01 20:30 | 336 | 306
2016-12-01 21:00 | 293 | 257
2016-12-01 21:30 | 274 | 234
2016-12-01 22:00 | 269 | 228
2016-12-01 22:30 | 227 | 179
2016-12-01 23:00 | 207 | 149
2016-12-01 23:30 | 208 | 150
2016-12-02 | 210 | 151
2016-12-02 00:30 | 226 | 165
2016-12-02 01:00 | 233 | 173
2016-12-02 01:30 | 228 | 167
2016-12-02 02:00 | 227 | 164
2016-12-02 02:30 | 242 | 186
2016-12-02 03:00 | 237 | 178
2016-12-02 03:30 | 238 | 178
2016-12-02 04:00 | 246 | 190
2016-12-02 04:30 | 257 | 204
2016-12-02 05:00 | 266 | 214
2016-12-02 05:30 | 286 | 236
2016-12-02 06:00 | 305 | 260
2016-12-02 06:30 | 308 | 264
2016-12-02 07:00 | 332 | 294
2016-12-02 07:30 | 346 | 311
2016-12-02 08:00 | 376 | 347
2016-12-02 08:30 | 383 | 355
2016-12-02 09:00 | 381 | 353
2016-12-02 09:30 | 355 | 327
2016-12-02 10:00 | 332 | 303
2016-12-02 10:30 | 357 | 330
2016-12-02 11:00 | 342 | 313
2016-12-02 11:30 | 353 | 326
2016-12-02 12:00 | 378 | 353
2016-12-02 12:30 | 354 | 328
2016-12-02 13:00 | 335 | 307
2016-12-02 13:30 | 293 | 260
2016-12-02 14:00 | 270 | 233
2016-12-02 14:30 | 281 | 247
2016-12-02 15:00 | 304 | 272
2016-12-02 15:30 | 337 | 309
2016-12-02 16:00 | 367 | 342
2016-12-02 16:30 | 395 | 372
2016-12-02 17:00 | 401 | 378
2016-12-02 17:30 | 374 | 349
2016-12-02 18:00 | 378 | 353
2016-12-02 18:30 | 362 | 336
2016-12-02 19:00 | 367 | 342
2016-12-02 19:30 | 381 | 356
2016-12-02 20:00 | 383 | 358
2016-12-02 20:30 | 379 | 354
2016-12-02 21:00 | 352 | 324
2016-12-02 21:30 | 355 | 326
2016-12-02 22:00 | 352 | 322
2016-12-02 22:30 | 313 | 278
2016-12-02 23:00 | 263 | 221
2016-12-02 23:30 | 233 | 184
2016-12-03 | 233 | 180
2016-12-03 00:30 | 232 | 175
2016-12-03 01:00 | 231 | 173
2016-12-03 01:30 | 231 | 174
2016-12-03 02:00 | 220 | 157
2016-12-03 02:30 | 216 | 149
2016-12-03 03:00 | 218 | 152
2016-12-03 03:30 | 221 | 156
2016-12-03 04:00 | 230 | 167
2016-12-03 04:30 | 231 | 170
2016-12-03 05:00 | 244 | 186
2016-12-03 05:30 | 256 | 201
2016-12-03 06:00 | 264 | 212
2016-12-03 06:30 | 263 | 211
2016-12-03 07:00 | 269 | 220
2016-12-03 07:30 | 304 | 260
2016-12-03 08:00 | 322 | 283
2016-12-03 08:30 | 313 | 273
2016-12-03 09:00 | 307 | 267
2016-12-03 09:30 | 300 | 262
2016-12-03 10:00 | 311 | 277
2016-12-03 10:30 | 303 | 267
2016-12-03 11:00 | 282 | 243
2016-12-03 11:30 | 304 | 269
2016-12-03 12:00 | 309 | 274
2016-12-03 12:30 | 312 | 278
2016-12-03 13:00 | 297 | 260
2016-12-03 13:30 | 316 | 282
2016-12-03 14:00 | 310 | 276
2016-12-03 14:30 | 316 | 284
2016-12-03 15:00 | 317 | 286
2016-12-03 15:30 | 322 | 290
2016-12-03 16:00 | 336 | 305
2016-12-03 16:30 | 365 | 338
2016-12-03 17:00 | 364 | 337
2016-12-03 17:30 | 349 | 321
2016-12-03 18:00 | 335 | 306
2016-12-03 18:30 | 352 | 325
2016-12-03 19:00 | 339 | 312
2016-12-03 19:30 | 296 | 263
2016-12-03 20:00 | 284 | 250
2016-12-03 20:30 | 282 | 247
2016-12-03 21:00 | 261 | 222
2016-12-03 21:30 | 218 | 168
2016-12-03 22:00 | 227 | 178
2016-12-03 22:30 | 190 | 131
2016-12-03 23:00 | 164 | 79
2016-12-03 23:30 | 152 | 63
2016-12-04 | 157 | 63
2016-12-04 00:30 | 160 | 67
2016-12-04 01:00 | 158 | 58
2016-12-04 01:30 | 150 | 38
2016-12-04 02:00 | 144 | 10
2016-12-04 02:30 | 151 | 13
2016-12-04 03:00 | 149 | 15
2016-12-04 03:30 | 159 | 11
2016-12-04 04:00 | 162 | 14
2016-12-04 04:30 | 167 | 37
2016-12-04 05:00 | 173 | 49
2016-12-04 05:30 | 176 | 67
2016-12-04 06:00 | 174 | 53
2016-12-04 06:30 | 170 | 59
2016-12-04 07:00 | 194 | 102
2016-12-04 07:30 | 218 | 147
2016-12-04 08:00 | 219 | 150
2016-12-04 08:30 | 226 | 161
2016-12-04 09:00 | 226 | 163
2016-12-04 09:30 | 237 | 182
2016-12-04 10:00 | 251 | 203
2016-12-04 10:30 | 253 | 205
2016-12-04 11:00 | 255 | 209
2016-12-04 11:30 | 261 | 216
2016-12-04 12:00 | 279 | 238
2016-12-04 12:30 | 298 | 258
2016-12-04 13:00 | 305 | 267
2016-12-04 13:30 | 300 | 261
2016-12-04 14:00 | 293 | 252
2016-12-04 14:30 | 304 | 266
2016-12-04 15:00 | 331 | 297
2016-12-04 15:30 | 343 | 311
2016-12-04 16:00 | 352 | 321
2016-12-04 16:30 | 367 | 337
2016-12-04 17:00 | 384 | 356
2016-12-04 17:30 | 395 | 369
2016-12-04 18:00 | 399 | 373
2016-12-04 18:30 | 390 | 364
2016-12-04 19:00 | 378 | 350
2016-12-04 19:30 | 367 | 337
2016-12-04 20:00 | 347 | 316
2016-12-04 20:30 | 337 | 304
2016-12-04 21:00 | 305 | 267
2016-12-04 21:30 | 295 | 255
2016-12-04 22:00 | 276 | 234
2016-12-04 22:30 | 227 | 168
2016-12-04 23:00 | 208 | 141
2016-12-04 23:30 | 199 | 127
2016-12-05 | 169 | 80
2016-12-05 00:30 | 175 | 80
2016-12-05 01:00 | 169 | 69
2016-12-05 01:30 | 170 | 69
2016-12-05 02:00 | 165 | 62
2016-12-05 02:30 | 170 | 61
2016-12-05 03:00 | 167 | 58
2016-12-05 03:30 | 165 | 62
2016-12-05 04:00 | 175 | 81
2016-12-05 04:30 | 186 | 100
2016-12-05 05:00 | 188 | 112
2016-12-05 05:30 | 200 | 129
2016-12-05 06:00 | 209 | 143
2016-12-05 06:30 | 218 | 156
2016-12-05 07:00 | 283 | 242
2016-12-05 07:30 | 286 | 246
2016-12-05 08:00 | 312 | 274
2016-12-05 08:30 | 317 | 281
2016-12-05 09:00 | 347 | 315
2016-12-05 09:30 | 362 | 331
2016-12-05 10:00 | 376 | 348
2016-12-05 10:30 | 382 | 356
2016-12-05 11:00 | 382 | 356
2016-12-05 11:30 | 409 | 385
2016-12-05 12:00 | 392 | 367
2016-12-05 12:30 | 391 | 366
2016-12-05 13:00 | 412 | 389
2016-12-05 13:30 | 388 | 362
2016-12-05 14:00 | 393 | 368
2016-12-05 14:30 | 414 | 394
2016-12-05 15:00 | 471 | 454
2016-12-05 15:30 | 508 | 493
2016-12-05 16:00 | 515 | 500
2016-12-05 16:30 | 525 | 510
2016-12-05 17:00 | 475 | 456
2016-12-05 17:30 | 437 | 414
2016-12-05 18:00 | 412 | 388
2016-12-05 18:30 | 392 | 366
2016-12-05 19:00 | 417 | 393
2016-12-05 19:30 | 386 | 360
2016-12-05 20:00 | 400 | 375
2016-12-05 20:30 | 389 | 363
2016-12-05 21:00 | 349 | 319
2016-12-05 21:30 | 353 | 322
2016-12-05 22:00 | 324 | 290
2016-12-05 22:30 | 273 | 230
2016-12-05 23:00 | 242 | 189
2016-12-05 23:30 | 226 | 166
2016-12-06 | 214 | 146
2016-12-06 00:30 | 213 | 144
2016-12-06 01:00 | 219 | 151
2016-12-06 01:30 | 213 | 142
2016-12-06 02:00 | 203 | 125
2016-12-06 02:30 | 197 | 112
2016-12-06 03:00 | 200 | 117
2016-12-06 03:30 | 198 | 113
2016-12-06 04:00 | 205 | 125
2016-12-06 04:30 | 197 | 112
2016-12-06 05:00 | 200 | 115
2016-12-06 05:30 | 235 | 173
2016-12-06 06:00 | 246 | 185
2016-12-06 06:30 | 271 | 217
2016-12-06 07:00 | 328 | 287
2016-12-06 07:30 | 347 | 309
2016-12-06 08:00 | 321 | 280
2016-12-06 08:30 | 305 | 264
2016-12-06 09:00 | 315 | 279
2016-12-06 09:30 | 309 | 273
2016-12-06 10:00 | 369 | 340
2016-12-06 10:30 | 395 | 368
2016-12-06 11:00 | 377 | 349
2016-12-06 11:30 | 332 | 299
2016-12-06 12:00 | 325 | 291
2016-12-06 12:30 | 324 | 292
2016-12-06 13:00 | 331 | 300
2016-12-06 13:30 | 366 | 339
2016-12-06 14:00 | 369 | 343
2016-12-06 14:30 | 365 | 338
2016-12-06 15:00 | 417 | 394
2016-12-06 15:30 | 433 | 413
2016-12-06 16:00 | 379 | 354
2016-12-06 16:30 | 419 | 399
2016-12-06 17:00 | 422 | 403
2016-12-06 17:30 | 397 | 374
2016-12-06 18:00 | 380 | 353
2016-12-06 18:30 | 377 | 350
2016-12-06 19:00 | 380 | 355
2016-12-06 19:30 | 353 | 325
2016-12-06 20:00 | 344 | 313
2016-12-06 20:30 | 324 | 290
2016-12-06 21:00 | 301 | 265
2016-12-06 21:30 | 300 | 264
2016-12-06 22:00 | 299 | 260
2016-12-06 22:30 | 262 | 216
2016-12-06 23:00 | 235 | 180
2016-12-06 23:30 | 191 | 123
2016-12-07 | 169 | 81
2016-12-07 00:30 | 165 | 76
2016-12-07 01:00 | 174 | 90
2016-12-07 01:30 | 168 | 77
2016-12-07 02:00 | 153 | 53
2016-12-07 02:30 | 157 | 54
2016-12-07 03:00 | 157 | 53
2016-12-07 03:30 | 156 | 54
2016-12-07 04:00 | 171 | 83
2016-12-07 04:30 | 193 | 117
2016-12-07 05:00 | 206 | 135
2016-12-07 05:30 | 221 | 156
2016-12-07 06:00 | 229 | 168
2016-12-07 06:30 | 246 | 192
2016-12-07 07:00 | 274 | 225
2016-12-07 07:30 | 295 | 250
2016-12-07 08:00 | 302 | 259
2016-12-07 08:30 | 309 | 269
2016-12-07 09:00 | 304 | 263
2016-12-07 09:30 | 292 | 253
2016-12-07 10:00 | 308 | 271
2016-12-07 10:30 | 337 | 305
2016-12-07 11:00 | 344 | 312
2016-12-07 11:30 | 331 | 298
2016-12-07 12:00 | 318 | 284
2016-12-07 12:30 | 324 | 291
2016-12-07 13:00 | 318 | 285
2016-12-07 13:30 | 349 | 320
2016-12-07 14:00 | 375 | 348
2016-12-07 14:30 | 346 | 317
2016-12-07 15:00 | 329 | 297
2016-12-07 15:30 | 353 | 324
2016-12-07 16:00 | 373 | 346
2016-12-07 16:30 | 391 | 365
2016-12-07 17:00 | 366 | 338
2016-12-07 17:30 | 340 | 309
2016-12-07 18:00 | 337 | 305
2016-12-07 18:30 | 310 | 273
2016-12-07 19:00 | 311 | 275
2016-12-07 19:30 | 296 | 258
2016-12-07 20:00 | 315 | 280
2016-12-07 20:30 | 291 | 251
2016-12-07 21:00 | 261 | 216
2016-12-07 21:30 | 258 | 212
2016-12-07 22:00 | 258 | 211
2016-12-07 22:30 | 231 | 175
2016-12-07 23:00 | 223 | 162
2016-12-07 23:30 | 188 | 112
2016-12-08 | 171 | 82
2016-12-08 00:30 | 185 | 101
2016-12-08 01:00 | 202 | 122
2016-12-08 01:30 | 189 | 100
2016-12-08 02:00 | 191 | 105
2016-12-08 02:30 | 191 | 104
2016-12-08 03:00 | 183 | 97
2016-12-08 03:30 | 191 | 107
2016-12-08 04:00 | 204 | 127
2016-12-08 04:30 | 218 | 147
2016-12-08 05:00 | 212 | 139
2016-12-08 05:30 | 209 | 136
2016-12-08 06:00 | 229 | 166
2016-12-08 06:30 | 246 | 190
2016-12-08 07:00 | 259 | 207
2016-12-08 07:30 | 278 | 231
2016-12-08 08:00 | 313 | 274
2016-12-08 08:30 | 328 | 295
2016-12-08 09:00 | 337 | 306
2016-12-08 09:30 | 365 | 338
2016-12-08 10:00 | 371 | 344
2016-12-08 10:30 | 357 | 329
2016-12-08 11:00 | 373 | 348
2016-12-08 11:30 | 365 | 339
2016-12-08 12:00 | 341 | 313
2016-12-08 12:30 | 336 | 307
2016-12-08 13:00 | 320 | 289
2016-12-08 13:30 | 327 | 296
2016-12-08 14:00 | 378 | 354
2016-12-08 14:30 | 336 | 309
2016-12-08 15:00 | 327 | 299
2016-12-08 15:30 | 324 | 295
2016-12-08 16:00 | 312 | 283
2016-12-08 16:30 | 307 | 277
2016-12-08 17:00 | 350 | 325
2016-12-08 17:30 | 345 | 319
2016-12-08 18:00 | 331 | 304
2016-12-08 18:30 | 329 | 303
2016-12-08 19:00 | 354 | 331
2016-12-08 19:30 | 326 | 301
2016-12-08 20:00 | 309 | 281
2016-12-08 20:30 | 308 | 279
2016-12-08 21:00 | 282 | 251
2016-12-08 21:30 | 298 | 267
2016-12-08 22:00 | 286 | 254
2016-12-08 22:30 | 258 | 214
2016-12-08 23:00 | 225 | 168
2016-12-08 23:30 | 198 | 128
2016-12-09 | 181 | 99
2016-12-09 00:30 | 176 | 92
2016-12-09 01:00 | 177 | 86
2016-12-09 01:30 | 170 | 75
2016-12-09 02:00 | 169 | 72
2016-12-09 02:30 | 168 | 67
2016-12-09 03:00 | 165 | 62
2016-12-09 03:30 | 174 | 79
2016-12-09 04:00 | 181 | 92
2016-12-09 04:30 | 195 | 114
2016-12-09 05:00 | 192 | 109
2016-12-09 05:30 | 206 | 133
2016-12-09 06:00 | 212 | 143
2016-12-09 06:30 | 210 | 141
2016-12-09 07:00 | 233 | 174
2016-12-09 07:30 | 257 | 204
2016-12-09 08:00 | 275 | 229
2016-12-09 08:30 | 279 | 238
2016-12-09 09:00 | 299 | 262
2016-12-09 09:30 | 290 | 254
2016-12-09 10:00 | 305 | 269
2016-12-09 10:30 | 310 | 276
2016-12-09 11:00 | 301 | 266
2016-12-09 11:30 | 296 | 262
2016-12-09 12:00 | 283 | 248
2016-12-09 12:30 | 285 | 250
2016-12-09 13:00 | 291 | 256
2016-12-09 13:30 | 269 | 230
2016-12-09 14:00 | 255 | 213
2016-12-09 14:30 | 253 | 210
2016-12-09 15:00 | 250 | 205
2016-12-09 15:30 | 237 | 189
2016-12-09 16:00 | 256 | 212
2016-12-09 16:30 | 255 | 211
2016-12-09 17:00 | 281 | 241
2016-12-09 17:30 | 275 | 233
2016-12-09 18:00 | 281 | 240
2016-12-09 18:30 | 281 | 239
2016-12-09 19:00 | 300 | 263
2016-12-09 19:30 | 305 | 269
2016-12-09 20:00 | 295 | 256
2016-12-09 20:30 | 292 | 253
2016-12-09 21:00 | 293 | 253
2016-12-09 21:30 | 299 | 260
2016-12-09 22:00 | 301 | 262
2016-12-09 22:30 | 262 | 216
2016-12-09 23:00 | 252 | 204
2016-12-09 23:30 | 231 | 178
2016-12-10 | 211 | 149
2016-12-10 00:30 | 198 | 128
2016-12-10 01:00 | 201 | 132
2016-12-10 01:30 | 201 | 132
2016-12-10 02:00 | 204 | 131
2016-12-10 02:30 | 204 | 129
2016-12-10 03:00 | 209 | 129
2016-12-10 03:30 | 218 | 142
2016-12-10 04:00 | 220 | 145
2016-12-10 04:30 | 233 | 164
2016-12-10 05:00 | 232 | 163
2016-12-10 05:30 | 236 | 169
2016-12-10 06:00 | 246 | 183
2016-12-10 06:30 | 246 | 183
2016-12-10 07:00 | 243 | 180
2016-12-10 07:30 | 260 | 207
2016-12-10 08:00 | 271 | 224
2016-12-10 08:30 | 259 | 210
2016-12-10 09:00 | 263 | 216
2016-12-10 09:30 | 260 | 215
2016-12-10 10:00 | 255 | 212
2016-12-10 10:30 | 250 | 205
2016-12-10 11:00 | 247 | 201
2016-12-10 11:30 | 234 | 187
2016-12-10 12:00 | 218 | 166
2016-12-10 12:30 | 215 | 161
2016-12-10 13:00 | 220 | 166
2016-12-10 13:30 | 208 | 150
2016-12-10 14:00 | 216 | 154
2016-12-10 14:30 | 220 | 158
2016-12-10 15:00 | 223 | 160
2016-12-10 15:30 | 237 | 176
2016-12-10 16:00 | 255 | 201
2016-12-10 16:30 | 250 | 194
2016-12-10 17:00 | 277 | 230
2016-12-10 17:30 | 276 | 229
2016-12-10 18:00 | 277 | 232
2016-12-10 18:30 | 286 | 243
2016-12-10 19:00 | 289 | 246
2016-12-10 19:30 | 288 | 244
2016-12-10 20:00 | 287 | 243
2016-12-10 20:30 | 276 | 231
2016-12-10 21:00 | 271 | 224
2016-12-10 21:30 | 277 | 232
2016-12-10 22:00 | 275 | 230
2016-12-10 22:30 | 245 | 191
2016-12-10 23:00 | 228 | 170
2016-12-10 23:30 | 209 | 145
2016-12-11 | 191 | 115
2016-12-11 00:30 | 189 | 101
2016-12-11 01:00 | 192 | 100
2016-12-11 01:30 | 188 | 95
2016-12-11 02:00 | 178 | 81
2016-12-11 02:30 | 186 | 91
2016-12-11 03:00 | 197 | 108
2016-12-11 03:30 | 198 | 109
2016-12-11 04:00 | 189 | 101
2016-12-11 04:30 | 196 | 106
2016-12-11 05:00 | 205 | 123
2016-12-11 05:30 | 211 | 132
2016-12-11 06:00 | 212 | 132
2016-12-11 06:30 | 222 | 148
2016-12-11 07:00 | 222 | 149
2016-12-11 07:30 | 246 | 183
2016-12-11 08:00 | 313 | 268
2016-12-11 08:30 | 330 | 288
2016-12-11 09:00 | 343 | 304
2016-12-11 09:30 | 347 | 310
2016-12-11 10:00 | 364 | 332
2016-12-11 10:30 | 364 | 331
2016-12-11 11:00 | 370 | 338
2016-12-11 11:30 | 354 | 320
2016-12-11 12:00 | 340 | 304
2016-12-11 12:30 | 336 | 300
2016-12-11 13:00 | 335 | 297
2016-12-11 13:30 | 348 | 312
2016-12-11 14:00 | 354 | 319
2016-12-11 14:30 | 354 | 319
2016-12-11 15:00 | 359 | 325
2016-12-11 15:30 | 355 | 321
2016-12-11 16:00 | 379 | 347
2016-12-11 16:30 | 387 | 357
2016-12-11 17:00 | 402 | 373
2016-12-11 17:30 | 374 | 343
2016-12-11 18:00 | 375 | 344
2016-12-11 18:30 | 369 | 338
2016-12-11 19:00 | 326 | 290
2016-12-11 19:30 | 321 | 286
2016-12-11 20:00 | 300 | 262
2016-12-11 20:30 | 282 | 241
2016-12-11 21:00 | 278 | 236
2016-12-11 21:30 | 286 | 246
2016-12-11 22:00 | 315 | 276
2016-12-11 22:30 | 291 | 248
2016-12-11 23:00 | 258 | 208
2016-12-11 23:30 | 226 | 166
2016-12-12 | 215 | 149
2016-12-12 00:30 | 207 | 129
2016-12-12 01:00 | 202 | 118
2016-12-12 01:30 | 197 | 110
2016-12-12 02:00 | 198 | 103
2016-12-12 02:30 | 205 | 114
2016-12-12 03:00 | 216 | 133
2016-12-12 03:30 | 216 | 132
2016-12-12 04:00 | 222 | 140
2016-12-12 04:30 | 227 | 149
2016-12-12 05:00 | 217 | 133
2016-12-12 05:30 | 234 | 159
2016-12-12 06:00 | 230 | 156
2016-12-12 06:30 | 228 | 164
2016-12-12 07:00 | 257 | 203
2016-12-12 07:30 | 278 | 229
2016-12-12 08:00 | 285 | 238
2016-12-12 08:30 | 278 | 233
2016-12-12 09:00 | 283 | 240
2016-12-12 09:30 | 273 | 228
2016-12-12 10:00 | 291 | 249
2016-12-12 10:30 | 295 | 254
2016-12-12 11:00 | 307 | 268
2016-12-12 11:30 | 305 | 266
2016-12-12 12:00 | 296 | 255
2016-12-12 12:30 | 296 | 256
2016-12-12 13:00 | 302 | 262
2016-12-12 13:30 | 308 | 269
2016-12-12 14:00 | 305 | 266
2016-12-12 14:30 | 315 | 278
2016-12-12 15:00 | 322 | 285
2016-12-12 15:30 | 334 | 298
2016-12-12 16:00 | 359 | 326
2016-12-12 16:30 | 370 | 338
2016-12-12 17:00 | 393 | 364
2016-12-12 17:30 | 386 | 356
2016-12-12 18:00 | 375 | 343
2016-12-12 18:30 | 394 | 365
2016-12-12 19:00 | 390 | 362
2016-12-12 19:30 | 380 | 350
2016-12-12 20:00 | 353 | 320
2016-12-12 20:30 | 346 | 313
2016-12-12 21:00 | 312 | 274
2016-12-12 21:30 | 274 | 230
2016-12-12 22:00 | 283 | 240
2016-12-12 22:30 | 259 | 210
2016-12-12 23:00 | 233 | 178
2016-12-12 23:30 | 220 | 156
2016-12-13 | 209 | 135
2016-12-13 00:30 | 211 | 131
2016-12-13 01:00 | 215 | 135
2016-12-13 01:30 | 216 | 133
2016-12-13 02:00 | 204 | 114
2016-12-13 02:30 | 206 | 115
2016-12-13 03:00 | 201 | 110
2016-12-13 03:30 | 207 | 117
2016-12-13 04:00 | 213 | 127
2016-12-13 04:30 | 218 | 136
2016-12-13 05:00 | 221 | 138
2016-12-13 05:30 | 227 | 150
2016-12-13 06:00 | 237 | 165
2016-12-13 06:30 | 240 | 174
2016-12-13 07:00 | 232 | 171
2016-12-13 07:30 | 223 | 165
2016-12-13 08:00 | 259 | 209
2016-12-13 08:30 | 263 | 216
2016-12-13 09:00 | 257 | 209
2016-12-13 09:30 | 255 | 209
2016-12-13 10:00 | 290 | 251
2016-12-13 10:30 | 297 | 261
2016-12-13 11:00 | 317 | 283
2016-12-13 11:30 | 310 | 276
2016-12-13 12:00 | 301 | 266
2016-12-13 12:30 | 303 | 268
2016-12-13 13:00 | 299 | 264
2016-12-13 13:30 | 296 | 261
2016-12-13 14:00 | 305 | 270
2016-12-13 14:30 | 325 | 292
2016-12-13 15:00 | 333 | 301
2016-12-13 15:30 | 359 | 329
2016-12-13 16:00 | 404 | 379
2016-12-13 16:30 | 391 | 365
2016-12-13 17:00 | 411 | 386
2016-12-13 17:30 | 399 | 370
2016-12-13 18:00 | 390 | 359
2016-12-13 18:30 | 374 | 342
2016-12-13 19:00 | 364 | 330
2016-12-13 19:30 | 360 | 326
2016-12-13 20:00 | 366 | 332
2016-12-13 20:30 | 352 | 317
2016-12-13 21:00 | 325 | 287
2016-12-13 21:30 | 305 | 262
2016-12-13 22:00 | 284 | 238
2016-12-13 22:30 | 260 | 209
2016-12-13 23:00 | 218 | 153
2016-12-13 23:30 | 207 | 130
2016-12-14 | 194 | 106
2016-12-14 00:30 | 204 | 121
2016-12-14 01:00 | 221 | 140
2016-12-14 01:30 | 217 | 130
2016-12-14 02:00 | 209 | 116
2016-12-14 02:30 | 222 | 138
2016-12-14 03:00 | 229 | 148
2016-12-14 03:30 | 228 | 147
2016-12-14 04:00 | 238 | 161
2016-12-14 04:30 | 231 | 152
2016-12-14 05:00 | 251 | 179
2016-12-14 05:30 | 252 | 181
2016-12-14 06:00 | 249 | 182
2016-12-14 06:30 | 242 | 181
2016-12-14 07:00 | 235 | 176
2016-12-14 07:30 | 244 | 186
2016-12-14 08:00 | 272 | 224
2016-12-14 08:30 | 276 | 231
2016-12-14 09:00 | 276 | 233
2016-12-14 09:30 | 290 | 252
2016-12-14 10:00 | 323 | 290
2016-12-14 10:30 | 313 | 279
2016-12-14 11:00 | 298 | 263
2016-12-14 11:30 | 284 | 246
2016-12-14 12:00 | 263 | 223
2016-12-14 12:30 | 272 | 234
2016-12-14 13:00 | 265 | 226
2016-12-14 13:30 | 265 | 226
2016-12-14 14:00 | 283 | 246
2016-12-14 14:30 | 282 | 246
2016-12-14 15:00 | 276 | 240
2016-12-14 15:30 | 277 | 241
2016-12-14 16:00 | 286 | 251
2016-12-14 16:30 | 306 | 274
2016-12-14 17:00 | 336 | 307
2016-12-14 17:30 | 339 | 310
2016-12-14 18:00 | 325 | 293
2016-12-14 18:30 | 316 | 285
2016-12-14 19:00 | 320 | 289
2016-12-14 19:30 | 313 | 282
2016-12-14 20:00 | 296 | 261
2016-12-14 20:30 | 294 | 258
2016-12-14 21:00 | 269 | 230
2016-12-14 21:30 | 263 | 223
2016-12-14 22:00 | 247 | 200
2016-12-14 22:30 | 196 | 133
2016-12-14 23:00 | 182 | 112
2016-12-14 23:30 | 164 | 86
2016-12-15 | 159 | 71
2016-12-15 00:30 | 167 | 71
2016-12-15 01:00 | 154 | 40
2016-12-15 01:30 | 160 | 53
2016-12-15 02:00 | 162 | 62
2016-12-15 02:30 | 153 | 36
2016-12-15 03:00 | 155 | 35
2016-12-15 03:30 | 151 | 33
2016-12-15 04:00 | 154 | 34
2016-12-15 04:30 | 156 | 38
2016-12-15 05:00 | 157 | 36
2016-12-15 05:30 | 153 | 31
2016-12-15 06:00 | 160 | 60
2016-12-15 06:30 | 201 | 131
2016-12-15 07:00 | 202 | 136
2016-12-15 07:30 | 202 | 136
2016-12-15 08:00 | 209 | 146
2016-12-15 08:30 | 230 | 174
2016-12-15 09:00 | 234 | 178
2016-12-15 09:30 | 248 | 196
2016-12-15 10:00 | 256 | 207
2016-12-15 10:30 | 256 | 207
2016-12-15 11:00 | 258 | 210
2016-12-15 11:30 | 259 | 211
2016-12-15 12:00 | 281 | 236
2016-12-15 12:30 | 269 | 225
2016-12-15 13:00 | 257 | 214
2016-12-15 13:30 | 260 | 218
2016-12-15 14:00 | 283 | 244
2016-12-15 14:30 | 283 | 245
2016-12-15 15:00 | 274 | 233
2016-12-15 15:30 | 282 | 243
2016-12-15 16:00 | 272 | 231
2016-12-15 16:30 | 266 | 224
2016-12-15 17:00 | 284 | 245
2016-12-15 17:30 | 284 | 245
2016-12-15 18:00 | 263 | 219
2016-12-15 18:30 | 256 | 210
2016-12-15 19:00 | 264 | 221
2016-12-15 19:30 | 268 | 226
2016-12-15 20:00 | 252 | 205
2016-12-15 20:30 | 247 | 199
2016-12-15 21:00 | 226 | 172
2016-12-15 21:30 | 213 | 155
2016-12-15 22:00 | 214 | 149
2016-12-15 22:30 | 219 | 159
2016-12-15 23:00 | 218 | 159
2016-12-15 23:30 | 207 | 142
2016-12-16 | 172 | 89
2016-12-16 00:30 | 152 | 50
2016-12-16 01:00 | 146 | 37
2016-12-16 01:30 | 174 | 88
2016-12-16 02:00 | 196 | 113
2016-12-16 02:30 | 209 | 135
2016-12-16 03:00 | 217 | 146
2016-12-16 03:30 | 216 | 145
2016-12-16 04:00 | 222 | 153
2016-12-16 04:30 | 216 | 144
2016-12-16 05:00 | 215 | 142
2016-12-16 05:30 | 190 | 104
2016-12-16 06:00 | 186 | 98
2016-12-16 06:30 | 197 | 125
2016-12-16 07:00 | 240 | 189
2016-12-16 07:30 | 238 | 185
2016-12-16 08:00 | 246 | 194
2016-12-16 08:30 | 244 | 199
2016-12-16 09:00 | 212 | 155
2016-12-16 09:30 | 218 | 164
2016-12-16 10:00 | 217 | 162
2016-12-16 10:30 | 240 | 192
2016-12-16 11:00 | 227 | 174
2016-12-16 11:30 | 221 | 167
2016-12-16 12:00 | 217 | 163
2016-12-16 12:30 | 225 | 181
2016-12-16 13:00 | 235 | 191
2016-12-16 13:30 | 243 | 200
2016-12-16 14:00 | 239 | 194
2016-12-16 14:30 | 245 | 200
2016-12-16 15:00 | 217 | 166
2016-12-16 15:30 | 204 | 150
2016-12-16 16:00 | 217 | 167
2016-12-16 16:30 | 239 | 195
2016-12-16 17:00 | 233 | 188
2016-12-16 17:30 | 241 | 197
2016-12-16 18:00 | 230 | 181
2016-12-16 18:30 | 240 | 193
2016-12-16 19:00 | 249 | 205
2016-12-16 19:30 | 241 | 195
2016-12-16 20:00 | 256 | 216
2016-12-16 20:30 | 256 | 214
2016-12-16 21:00 | 255 | 211
2016-12-16 21:30 | 257 | 212
2016-12-16 22:00 | 255 | 211
2016-12-16 22:30 | 242 | 193
2016-12-16 23:00 | 223 | 170
2016-12-16 23:30 | 206 | 147
2016-12-17 | 182 | 107
2016-12-17 00:30 | 166 | 78
2016-12-17 01:00 | 160 | 65
2016-12-17 01:30 | 158 | 55
2016-12-17 02:00 | 187 | 102
2016-12-17 02:30 | 199 | 122
2016-12-17 03:00 | 192 | 111
2016-12-17 03:30 | 189 | 105
2016-12-17 04:00 | 183 | 94
2016-12-17 04:30 | 194 | 112
2016-12-17 05:00 | 196 | 115
2016-12-17 05:30 | 193 | 110
2016-12-17 06:00 | 215 | 145
2016-12-17 06:30 | 217 | 149
2016-12-17 07:00 | 193 | 114
2016-12-17 07:30 | 175 | 84
2016-12-17 08:00 | 175 | 83
2016-12-17 08:30 | 184 | 104
2016-12-17 09:00 | 182 | 104
2016-12-17 09:30 | 173 | 98
2016-12-17 10:00 | 188 | 122
2016-12-17 10:30 | 204 | 143
2016-12-17 11:00 | 204 | 144
2016-12-17 11:30 | 203 | 143
2016-12-17 12:00 | 206 | 147
2016-12-17 12:30 | 210 | 152
2016-12-17 13:00 | 218 | 164
2016-12-17 13:30 | 215 | 161
2016-12-17 14:00 | 212 | 155
2016-12-17 14:30 | 200 | 140
2016-12-17 15:00 | 230 | 179
2016-12-17 15:30 | 245 | 198
2016-12-17 16:00 | 261 | 218
2016-12-17 16:30 | 255 | 209
2016-12-17 17:00 | 236 | 187
2016-12-17 17:30 | 223 | 171
2016-12-17 18:00 | 206 | 146
2016-12-17 18:30 | 219 | 164
2016-12-17 19:00 | 226 | 176
2016-12-17 19:30 | 230 | 181
2016-12-17 20:00 | 232 | 183
2016-12-17 20:30 | 244 | 197
2016-12-17 21:00 | 238 | 190
2016-12-17 21:30 | 233 | 184
2016-12-17 22:00 | 250 | 205
2016-12-17 22:30 | 227 | 180
2016-12-17 23:00 | 184 | 110
2016-12-17 23:30 | 188 | 115
2016-12-18 | 163 | 74
2016-12-18 00:30 | 161 | 66
2016-12-18 01:00 | 166 | 72
2016-12-18 01:30 | 186 | 106
2016-12-18 02:00 | 194 | 120
2016-12-18 02:30 | 187 | 110
2016-12-18 03:00 | 203 | 128
2016-12-18 03:30 | 180 | 85
2016-12-18 04:00 | 171 | 65
2016-12-18 04:30 | 167 | 59
2016-12-18 05:00 | 163 | 52
2016-12-18 05:30 | 158 | 45
2016-12-18 06:00 | 164 | 49
2016-12-18 06:30 | 167 | 59
2016-12-18 07:00 | 183 | 90
2016-12-18 07:30 | 201 | 121
2016-12-18 08:00 | 207 | 131
2016-12-18 08:30 | 212 | 140
2016-12-18 09:00 | 230 | 166
2016-12-18 09:30 | 229 | 169
2016-12-18 10:00 | 216 | 159
2016-12-18 10:30 | 223 | 169
2016-12-18 11:00 | 243 | 193
2016-12-18 11:30 | 269 | 225
2016-12-18 12:00 | 242 | 193
2016-12-18 12:30 | 249 | 202
2016-12-18 13:00 | 253 | 207
2016-12-18 13:30 | 242 | 194
2016-12-18 14:00 | 243 | 198
2016-12-18 14:30 | 246 | 199
2016-12-18 15:00 | 283 | 245
2016-12-18 15:30 | 252 | 206
2016-12-18 16:00 | 234 | 187
2016-12-18 16:30 | 232 | 184
2016-12-18 17:00 | 235 | 187
2016-12-18 17:30 | 248 | 203
2016-12-18 18:00 | 249 | 206
2016-12-18 18:30 | 239 | 195
2016-12-18 19:00 | 238 | 193
2016-12-18 19:30 | 239 | 195
2016-12-18 20:00 | 219 | 171
2016-12-18 20:30 | 234 | 188
2016-12-18 21:00 | 220 | 171
2016-12-18 21:30 | 225 | 177
2016-12-18 22:00 | 215 | 164
2016-12-18 22:30 | 188 | 125
2016-12-18 23:00 | 161 | 84
2016-12-18 23:30 | 149 | 57
2016-12-19 | 143 | 37
2016-12-19 00:30 | 155 | 63
2016-12-19 01:00 | 154 | 59
2016-12-19 01:30 | 181 | 102
2016-12-19 02:00 | 188 | 106
2016-12-19 02:30 | 190 | 108
2016-12-19 03:00 | 187 | 106
2016-12-19 03:30 | 189 | 107
2016-12-19 04:00 | 193 | 112
2016-12-19 04:30 | 190 | 107
2016-12-19 05:00 | 185 | 97
2016-12-19 05:30 | 179 | 86
2016-12-19 06:00 | 163 | 59
2016-12-19 06:30 | 167 | 72
2016-12-19 07:00 | 190 | 113
2016-12-19 07:30 | 200 | 129
2016-12-19 08:00 | 197 | 125
2016-12-19 08:30 | 200 | 131
2016-12-19 09:00 | 212 | 150
2016-12-19 09:30 | 197 | 136
2016-12-19 10:00 | 198 | 137
2016-12-19 10:30 | 178 | 106
2016-12-19 11:00 | 176 | 104
2016-12-19 11:30 | 166 | 90
2016-12-19 12:00 | 160 | 80
2016-12-19 12:30 | 165 | 86
2016-12-19 13:00 | 174 | 104
2016-12-19 13:30 | 177 | 108
2016-12-19 14:00 | 181 | 115
2016-12-19 14:30 | 190 | 129
2016-12-19 15:00 | 206 | 150
2016-12-19 15:30 | 212 | 158
2016-12-19 16:00 | 225 | 178
2016-12-19 16:30 | 223 | 171
2016-12-19 17:00 | 234 | 185
2016-12-19 17:30 | 208 | 152
2016-12-19 18:00 | 211 | 156
2016-12-19 18:30 | 219 | 167
2016-12-19 19:00 | 229 | 181
2016-12-19 19:30 | 223 | 173
2016-12-19 20:00 | 213 | 158
2016-12-19 20:30 | 217 | 164
2016-12-19 21:00 | 189 | 123
2016-12-19 21:30 | 177 | 107
2016-12-19 22:00 | 170 | 92
2016-12-19 22:30 | 174 | 98
2016-12-19 23:00 | 152 | 64
2016-12-19 23:30 | 138 | 15
2016-12-20 | 140 | 3
2016-12-20 00:30 | 142 | 1
2016-12-20 01:00 | 144 | 1
2016-12-20 01:30 | 145 | 10
2016-12-20 02:00 | 147 | 24
2016-12-20 02:30 | 152 | 41
2016-12-20 03:00 | 146 | 15
2016-12-20 03:30 | 145 | 10
2016-12-20 04:00 | 147 | 8
2016-12-20 04:30 | 147 | 12
2016-12-20 05:00 | 139 | 9
2016-12-20 05:30 | 145 | 21
2016-12-20 06:00 | 165 | 70
2016-12-20 06:30 | 201 | 136
2016-12-20 07:00 | 211 | 151
2016-12-20 07:30 | 235 | 183
2016-12-20 08:00 | 271 | 226
2016-12-20 08:30 | 266 | 223
2016-12-20 09:00 | 265 | 222
2016-12-20 09:30 | 276 | 235
2016-12-20 10:00 | 300 | 266
2016-12-20 10:30 | 317 | 285
2016-12-20 11:00 | 323 | 291
2016-12-20 11:30 | 316 | 283
2016-12-20 12:00 | 345 | 317
2016-12-20 12:30 | 316 | 285
2016-12-20 13:00 | 314 | 283
2016-12-20 13:30 | 318 | 287
2016-12-20 14:00 | 346 | 318
2016-12-20 14:30 | 364 | 337
2016-12-20 15:00 | 377 | 352
2016-12-20 15:30 | 382 | 358
2016-12-20 16:00 | 407 | 384
2016-12-20 16:30 | 419 | 398
2016-12-20 17:00 | 427 | 406
2016-12-20 17:30 | 417 | 395
2016-12-20 18:00 | 401 | 378
2016-12-20 18:30 | 390 | 366
2016-12-20 19:00 | 408 | 386
2016-12-20 19:30 | 396 | 372
2016-12-20 20:00 | 387 | 363
2016-12-20 20:30 | 385 | 360
2016-12-20 21:00 | 351 | 323
2016-12-20 21:30 | 316 | 283
2016-12-20 22:00 | 309 | 273
2016-12-20 22:30 | 296 | 256
2016-12-20 23:00 | 244 | 193
2016-12-20 23:30 | 203 | 138
2016-12-21 | 218 | 155
2016-12-21 00:30 | 222 | 156
2016-12-21 01:00 | 203 | 128
2016-12-21 01:30 | 202 | 125
2016-12-21 02:00 | 199 | 118
2016-12-21 02:30 | 196 | 111
2016-12-21 03:00 | 199 | 119
2016-12-21 03:30 | 208 | 131
2016-12-21 04:00 | 218 | 148
2016-12-21 04:30 | 226 | 158
2016-12-21 05:00 | 223 | 155
2016-12-21 05:30 | 225 | 160
2016-12-21 06:00 | 232 | 168
2016-12-21 06:30 | 254 | 198
2016-12-21 07:00 | 288 | 242
2016-12-21 07:30 | 301 | 256
2016-12-21 08:00 | 308 | 269
2016-12-21 08:30 | 308 | 270
2016-12-21 09:00 | 319 | 283
2016-12-21 09:30 | 331 | 296
2016-12-21 10:00 | 327 | 295
2016-12-21 10:30 | 365 | 338
2016-12-21 11:00 | 353 | 325
2016-12-21 11:30 | 350 | 321
2016-12-21 12:00 | 383 | 358
2016-12-21 12:30 | 422 | 400
2016-12-21 13:00 | 418 | 396
2016-12-21 13:30 | 423 | 402
2016-12-21 14:00 | 445 | 426
2016-12-21 14:30 | 446 | 428
2016-12-21 15:00 | 460 | 442
2016-12-21 15:30 | 442 | 423
2016-12-21 16:00 | 440 | 421
2016-12-21 16:30 | 444 | 424
2016-12-21 17:00 | 453 | 435
2016-12-21 17:30 | 427 | 406
2016-12-21 18:00 | 390 | 367
2016-12-21 18:30 | 370 | 345
2016-12-21 19:00 | 377 | 353
2016-12-21 19:30 | 378 | 354
2016-12-21 20:00 | 386 | 363
2016-12-21 20:30 | 382 | 359
2016-12-21 21:00 | 355 | 329
2016-12-21 21:30 | 317 | 286
2016-12-21 22:00 | 313 | 278
2016-12-21 22:30 | 284 | 244
2016-12-21 23:00 | 230 | 181
2016-12-21 23:30 | 218 | 164
2016-12-22 | 199 | 139
2016-12-22 00:30 | 176 | 101
2016-12-22 01:00 | 167 | 88
2016-12-22 01:30 | 170 | 87
2016-12-22 02:00 | 165 | 76
2016-12-22 02:30 | 188 | 116
2016-12-22 03:00 | 206 | 143
2016-12-22 03:30 | 204 | 140
2016-12-22 04:00 | 208 | 146
2016-12-22 04:30 | 202 | 137
2016-12-22 05:00 | 194 | 124
2016-12-22 05:30 | 216 | 157
2016-12-22 06:00 | 223 | 167
2016-12-22 06:30 | 241 | 192
2016-12-22 07:00 | 247 | 199
2016-12-22 07:30 | 236 | 187
2016-12-22 08:00 | 240 | 192
2016-12-22 08:30 | 251 | 208
2016-12-22 09:00 | 289 | 254
2016-12-22 09:30 | 289 | 253
2016-12-22 10:00 | 293 | 259
2016-12-22 10:30 | 313 | 281
2016-12-22 11:00 | 293 | 258
2016-12-22 11:30 | 300 | 265
2016-12-22 12:00 | 296 | 261
2016-12-22 12:30 | 282 | 245
2016-12-22 13:00 | 296 | 261
2016-12-22 13:30 | 305 | 273
2016-12-22 14:00 | 275 | 238
2016-12-22 14:30 | 287 | 252
2016-12-22 15:00 | 311 | 278
2016-12-22 15:30 | 318 | 286
2016-12-22 16:00 | 313 | 281
2016-12-22 16:30 | 298 | 264
2016-12-22 17:00 | 317 | 286
2016-12-22 17:30 | 332 | 302
2016-12-22 18:00 | 317 | 285
2016-12-22 18:30 | 311 | 279
2016-12-22 19:00 | 321 | 291
2016-12-22 19:30 | 325 | 295
2016-12-22 20:00 | 317 | 287
2016-12-22 20:30 | 307 | 274
2016-12-22 21:00 | 309 | 276
2016-12-22 21:30 | 316 | 284
2016-12-22 22:00 | 325 | 293
2016-12-22 22:30 | 313 | 279
2016-12-22 23:00 | 250 | 208
2016-12-22 23:30 | 235 | 188
2016-12-23 | 218 | 165
2016-12-23 00:30 | 219 | 166
2016-12-23 01:00 | 217 | 163
2016-12-23 01:30 | 200 | 140
2016-12-23 02:00 | 203 | 143
2016-12-23 02:30 | 214 | 157
2016-12-23 03:00 | 214 | 155
2016-12-23 03:30 | 209 | 148
2016-12-23 04:00 | 216 | 157
2016-12-23 04:30 | 226 | 170
2016-12-23 05:00 | 240 | 188
2016-12-23 05:30 | 242 | 191
2016-12-23 06:00 | 241 | 190
2016-12-23 06:30 | 259 | 213
2016-12-23 07:00 | 267 | 225
2016-12-23 07:30 | 272 | 230
2016-12-23 08:00 | 279 | 237
2016-12-23 08:30 | 278 | 238
2016-12-23 09:00 | 282 | 243
2016-12-23 09:30 | 278 | 237
2016-12-23 10:00 | 300 | 262
2016-12-23 10:30 | 293 | 254
2016-12-23 11:00 | 292 | 253
2016-12-23 11:30 | 313 | 278
2016-12-23 12:00 | 335 | 303
2016-12-23 12:30 | 326 | 293
2016-12-23 13:00 | 331 | 298
2016-12-23 13:30 | 336 | 305
2016-12-23 14:00 | 344 | 313
2016-12-23 14:30 | 359 | 329
2016-12-23 15:00 | 381 | 354
2016-12-23 15:30 | 363 | 334
2016-12-23 16:00 | 376 | 347
2016-12-23 16:30 | 372 | 343
2016-12-23 17:00 | 366 | 336
2016-12-23 17:30 | 367 | 337
2016-12-23 18:00 | 380 | 352
2016-12-23 18:30 | 341 | 308
2016-12-23 19:00 | 352 | 321
2016-12-23 19:30 | 343 | 311
2016-12-23 20:00 | 369 | 339
2016-12-23 20:30 | 360 | 330
2016-12-23 21:00 | 321 | 287
2016-12-23 21:30 | 323 | 288
2016-12-23 22:00 | 323 | 289
2016-12-23 22:30 | 310 | 274
2016-12-23 23:00 | 243 | 196
2016-12-23 23:30 | 199 | 136
2016-12-24 | 185 | 113
2016-12-24 00:30 | 184 | 109
2016-12-24 01:00 | 188 | 114
2016-12-24 01:30 | 188 | 116
2016-12-24 02:00 | 188 | 114
2016-12-24 02:30 | 191 | 114
2016-12-24 03:00 | 187 | 97
2016-12-24 03:30 | 181 | 89
2016-12-24 04:00 | 186 | 95
2016-12-24 04:30 | 188 | 98
2016-12-24 05:00 | 182 | 86
2016-12-24 05:30 | 183 | 85
2016-12-24 06:00 | 184 | 90
2016-12-24 06:30 | 184 | 92
2016-12-24 07:00 | 194 | 106
2016-12-24 07:30 | 208 | 130
2016-12-24 08:00 | 215 | 140
2016-12-24 08:30 | 210 | 137
2016-12-24 09:00 | 204 | 129
2016-12-24 09:30 | 215 | 147
2016-12-24 10:00 | 226 | 162
2016-12-24 10:30 | 244 | 188
2016-12-24 11:00 | 233 | 174
2016-12-24 11:30 | 232 | 174
2016-12-24 12:00 | 237 | 184
2016-12-24 12:30 | 225 | 169
2016-12-24 13:00 | 228 | 172
2016-12-24 13:30 | 232 | 177
2016-12-24 14:00 | 247 | 197
2016-12-24 14:30 | 251 | 202
2016-12-24 15:00 | 261 | 214
2016-12-24 15:30 | 261 | 214
2016-12-24 16:00 | 261 | 215
2016-12-24 16:30 | 266 | 222
2016-12-24 17:00 | 284 | 243
2016-12-24 17:30 | 286 | 245
2016-12-24 18:00 | 292 | 251
2016-12-24 18:30 | 280 | 241
2016-12-24 19:00 | 275 | 235
2016-12-24 19:30 | 270 | 230
2016-12-24 20:00 | 273 | 233
2016-12-24 20:30 | 260 | 217
2016-12-24 21:00 | 251 | 208
2016-12-24 21:30 | 269 | 227
2016-12-24 22:00 | 269 | 226
2016-12-24 22:30 | 212 | 153
2016-12-24 23:00 | 172 | 92
2016-12-24 23:30 | 163 | 76
2016-12-25 | 165 | 82
2016-12-25 00:30 | 179 | 96
2016-12-25 01:00 | 203 | 129
2016-12-25 01:30 | 197 | 119
2016-12-25 02:00 | 185 | 92
2016-12-25 02:30 | 184 | 88
2016-12-25 03:00 | 185 | 91
2016-12-25 03:30 | 172 | 69
2016-12-25 04:00 | 161 | 50
2016-12-25 04:30 | 162 | 48
2016-12-25 05:00 | 159 | 43
2016-12-25 05:30 | 165 | 51
2016-12-25 06:00 | 179 | 79
2016-12-25 06:30 | 197 | 111
2016-12-25 07:00 | 205 | 124
2016-12-25 07:30 | 225 | 157
2016-12-25 08:00 | 234 | 174
2016-12-25 08:30 | 237 | 179
2016-12-25 09:00 | 240 | 184
2016-12-25 09:30 | 242 | 185
2016-12-25 10:00 | 250 | 195
2016-12-25 10:30 | 245 | 188
2016-12-25 11:00 | 228 | 167
2016-12-25 11:30 | 232 | 172
2016-12-25 12:00 | 244 | 188
2016-12-25 12:30 | 253 | 198
2016-12-25 13:00 | 271 | 220
2016-12-25 13:30 | 274 | 223
2016-12-25 14:00 | 270 | 217
2016-12-25 14:30 | 272 | 221
2016-12-25 15:00 | 273 | 223
2016-12-25 15:30 | 266 | 213
2016-12-25 16:00 | 255 | 200
2016-12-25 16:30 | 249 | 193
2016-12-25 17:00 | 242 | 184
2016-12-25 17:30 | 243 | 184
2016-12-25 18:00 | 252 | 197
2016-12-25 18:30 | 256 | 202
2016-12-25 19:00 | 257 | 204
2016-12-25 19:30 | 252 | 198
2016-12-25 20:00 | 265 | 215
2016-12-25 20:30 | 266 | 216
2016-12-25 21:00 | 271 | 222
2016-12-25 21:30 | 267 | 217
2016-12-25 22:00 | 275 | 228
2016-12-25 22:30 | 229 | 169
2016-12-25 23:00 | 209 | 142
2016-12-25 23:30 | 208 | 139
2016-12-26 | 197 | 121
2016-12-26 00:30 | 195 | 109
2016-12-26 01:00 | 197 | 106
2016-12-26 01:30 | 198 | 106
2016-12-26 02:00 | 206 | 115
2016-12-26 02:30 | 215 | 129
2016-12-26 03:00 | 223 | 142
2016-12-26 03:30 | 227 | 147
2016-12-26 04:00 | 228 | 149
2016-12-26 04:30 | 216 | 132
2016-12-26 05:00 | 214 | 127
2016-12-26 05:30 | 219 | 136
2016-12-26 06:00 | 220 | 137
2016-12-26 06:30 | 235 | 162
2016-12-26 07:00 | 246 | 180
2016-12-26 07:30 | 259 | 199
2016-12-26 08:00 | 260 | 203
2016-12-26 08:30 | 259 | 204
2016-12-26 09:00 | 257 | 201
2016-12-26 09:30 | 250 | 200
2016-12-26 10:00 | 264 | 217
2016-12-26 10:30 | 259 | 211
2016-12-26 11:00 | 247 | 198
2016-12-26 11:30 | 245 | 196
2016-12-26 12:00 | 243 | 193
2016-12-26 12:30 | 240 | 190
2016-12-26 13:00 | 239 | 187
2016-12-26 13:30 | 228 | 175
2016-12-26 14:00 | 217 | 165
2016-12-26 14:30 | 224 | 175
2016-12-26 15:00 | 246 | 202
2016-12-26 15:30 | 248 | 204
2016-12-26 16:00 | 247 | 203
2016-12-26 16:30 | 248 | 203
2016-12-26 17:00 | 246 | 201
2016-12-26 17:30 | 254 | 212
2016-12-26 18:00 | 255 | 212
2016-12-26 18:30 | 255 | 212
2016-12-26 19:00 | 252 | 209
2016-12-26 19:30 | 241 | 196
2016-12-26 20:00 | 238 | 193
2016-12-26 20:30 | 236 | 190
2016-12-26 21:00 | 237 | 191
2016-12-26 21:30 | 245 | 201
2016-12-26 22:00 | 250 | 203
2016-12-26 22:30 | 216 | 158
2016-12-26 23:00 | 190 | 123
2016-12-26 23:30 | 179 | 103
2016-12-27 | 181 | 102
2016-12-27 00:30 | 184 | 105
2016-12-27 01:00 | 187 | 104
2016-12-27 01:30 | 188 | 97
2016-12-27 02:00 | 192 | 98
2016-12-27 02:30 | 185 | 86
2016-12-27 03:00 | 191 | 97
2016-12-27 03:30 | 197 | 107
2016-12-27 04:00 | 202 | 111
2016-12-27 04:30 | 204 | 113
2016-12-27 05:00 | 202 | 110
2016-12-27 05:30 | 205 | 116
2016-12-27 06:00 | 212 | 128
2016-12-27 06:30 | 218 | 140
2016-12-27 07:00 | 219 | 142
2016-12-27 07:30 | 230 | 159
2016-12-27 08:00 | 231 | 165
2016-12-27 08:30 | 222 | 159
2016-12-27 09:00 | 217 | 152
2016-12-27 09:30 | 220 | 158
2016-12-27 10:00 | 230 | 175
2016-12-27 10:30 | 224 | 170
2016-12-27 11:00 | 200 | 139
2016-12-27 11:30 | 201 | 139
2016-12-27 12:00 | 200 | 137
2016-12-27 12:30 | 195 | 130
2016-12-27 13:00 | 191 | 123
2016-12-27 13:30 | 198 | 131
2016-12-27 14:00 | 201 | 137
2016-12-27 14:30 | 215 | 157
2016-12-27 15:00 | 221 | 165
2016-12-27 15:30 | 233 | 180
2016-12-27 16:00 | 233 | 178
2016-12-27 16:30 | 242 | 192
2016-12-27 17:00 | 230 | 179
2016-12-27 17:30 | 224 | 172
2016-12-27 18:00 | 231 | 181
2016-12-27 18:30 | 224 | 171
2016-12-27 19:00 | 229 | 179
2016-12-27 19:30 | 230 | 181
2016-12-27 20:00 | 224 | 174
2016-12-27 20:30 | 226 | 175
2016-12-27 21:00 | 221 | 167
2016-12-27 21:30 | 231 | 182
2016-12-27 22:00 | 237 | 189
2016-12-27 22:30 | 191 | 127
2016-12-27 23:00 | 158 | 74
2016-12-27 23:30 | 157 | 69
2016-12-28 | 159 | 68
2016-12-28 00:30 | 157 | 66
2016-12-28 01:00 | 161 | 59
2016-12-28 01:30 | 170 | 75
2016-12-28 02:00 | 163 | 66
2016-12-28 02:30 | 158 | 53
2016-12-28 03:00 | 176 | 73
2016-12-28 03:30 | 187 | 90
2016-12-28 04:00 | 163 | 49
2016-12-28 04:30 | 167 | 53
2016-12-28 05:00 | 175 | 69
2016-12-28 05:30 | 191 | 100
2016-12-28 06:00 | 201 | 114
2016-12-28 06:30 | 201 | 119
2016-12-28 07:00 | 197 | 112
2016-12-28 07:30 | 192 | 106
2016-12-28 08:00 | 234 | 173
2016-12-28 08:30 | 237 | 177
2016-12-28 09:00 | 226 | 164
2016-12-28 09:30 | 245 | 191
2016-12-28 10:00 | 257 | 211
2016-12-28 10:30 | 256 | 210
2016-12-28 11:00 | 242 | 193
2016-12-28 11:30 | 236 | 186
2016-12-28 12:00 | 226 | 174
2016-12-28 12:30 | 226 | 174
2016-12-28 13:00 | 239 | 190
2016-12-28 13:30 | 254 | 210
2016-12-28 14:00 | 258 | 214
2016-12-28 14:30 | 266 | 223
2016-12-28 15:00 | 273 | 232
2016-12-28 15:30 | 277 | 237
2016-12-28 16:00 | 297 | 260
2016-12-28 16:30 | 304 | 269
2016-12-28 17:00 | 306 | 272
2016-12-28 17:30 | 295 | 260
2016-12-28 18:00 | 288 | 251
2016-12-28 18:30 | 279 | 241
2016-12-28 19:00 | 283 | 246
2016-12-28 19:30 | 277 | 240
2016-12-28 20:00 | 272 | 234
2016-12-28 20:30 | 264 | 223
2016-12-28 21:00 | 246 | 202
2016-12-28 21:30 | 213 | 162
2016-12-28 22:00 | 220 | 166
2016-12-28 22:30 | 194 | 128
2016-12-28 23:00 | 161 | 76
2016-12-28 23:30 | 146 | 41
2016-12-29 | 139 | 19
2016-12-29 00:30 | 145 | 23
2016-12-29 01:00 | 147 | 32
2016-12-29 01:30 | 151 | 38
2016-12-29 02:00 | 157 | 39
2016-12-29 02:30 | 158 | 47
2016-12-29 03:00 | 163 | 56
2016-12-29 03:30 | 166 | 62
2016-12-29 04:00 | 173 | 73
2016-12-29 04:30 | 168 | 72
2016-12-29 05:00 | 168 | 67
2016-12-29 05:30 | 164 | 54
2016-12-29 06:00 | 166 | 65
2016-12-29 06:30 | 173 | 77
2016-12-29 07:00 | 184 | 97
2016-12-29 07:30 | 198 | 122
2016-12-29 08:00 | 222 | 157
2016-12-29 08:30 | 223 | 159
2016-12-29 09:00 | 228 | 168
2016-12-29 09:30 | 239 | 188
2016-12-29 10:00 | 250 | 204
2016-12-29 10:30 | 228 | 177
2016-12-29 11:00 | 234 | 185
2016-12-29 11:30 | 243 | 198
2016-12-29 12:00 | 245 | 199
2016-12-29 12:30 | 247 | 202
2016-12-29 13:00 | 244 | 197
2016-12-29 13:30 | 239 | 192
2016-12-29 14:00 | 231 | 181
2016-12-29 14:30 | 231 | 183
2016-12-29 15:00 | 237 | 190
2016-12-29 15:30 | 243 | 196
2016-12-29 16:00 | 240 | 194
2016-12-29 16:30 | 255 | 213
2016-12-29 17:00 | 272 | 231
2016-12-29 17:30 | 283 | 244
2016-12-29 18:00 | 290 | 252
2016-12-29 18:30 | 300 | 265
2016-12-29 19:00 | 306 | 272
2016-12-29 19:30 | 307 | 272
2016-12-29 20:00 | 323 | 290
2016-12-29 20:30 | 333 | 300
2016-12-29 21:00 | 321 | 288
2016-12-29 21:30 | 304 | 268
2016-12-29 22:00 | 301 | 265
2016-12-29 22:30 | 305 | 266
2016-12-29 23:00 | 236 | 182
2016-12-29 23:30 | 209 | 145
2016-12-30 | 192 | 116
2016-12-30 00:30 | 172 | 84
2016-12-30 01:00 | 174 | 84
2016-12-30 01:30 | 179 | 93
2016-12-30 02:00 | 184 | 102
2016-12-30 02:30 | 208 | 139
2016-12-30 03:00 | 226 | 165
2016-12-30 03:30 | 228 | 166
2016-12-30 04:00 | 232 | 172
2016-12-30 04:30 | 224 | 160
2016-12-30 05:00 | 226 | 164
2016-12-30 05:30 | 223 | 160
2016-12-30 06:00 | 218 | 152
2016-12-30 06:30 | 230 | 170
2016-12-30 07:00 | 236 | 179
2016-12-30 07:30 | 259 | 208
2016-12-30 08:00 | 278 | 231
2016-12-30 08:30 | 272 | 226
2016-12-30 09:00 | 280 | 237
2016-12-30 09:30 | 305 | 268
2016-12-30 10:00 | 300 | 263
2016-12-30 10:30 | 299 | 263
2016-12-30 11:00 | 287 | 250
2016-12-30 11:30 | 335 | 304
2016-12-30 12:00 | 330 | 298
2016-12-30 12:30 | 302 | 267
2016-12-30 13:00 | 307 | 272
2016-12-30 13:30 | 327 | 295
2016-12-30 14:00 | 351 | 321
2016-12-30 14:30 | 354 | 325
2016-12-30 15:00 | 379 | 351
2016-12-30 15:30 | 393 | 367
2016-12-30 16:00 | 416 | 393
2016-12-30 16:30 | 459 | 441
2016-12-30 17:00 | 416 | 393
2016-12-30 17:30 | 416 | 392
2016-12-30 18:00 | 391 | 366
2016-12-30 18:30 | 372 | 345
2016-12-30 19:00 | 375 | 348
2016-12-30 19:30 | 368 | 340
2016-12-30 20:00 | 361 | 333
2016-12-30 20:30 | 358 | 329
2016-12-30 21:00 | 352 | 322
2016-12-30 21:30 | 353 | 323
2016-12-30 22:00 | 330 | 295
2016-12-30 22:30 | 306 | 265
2016-12-30 23:00 | 247 | 193
2016-12-30 23:30 | 220 | 156
2016-12-31 | 199 | 126
2016-12-31 00:30 | 197 | 124
2016-12-31 01:00 | 196 | 120
2016-12-31 01:30 | 209 | 140
2016-12-31 02:00 | 209 | 138
2016-12-31 02:30 | 218 | 151
2016-12-31 03:00 | 228 | 163
2016-12-31 03:30 | 227 | 163
2016-12-31 04:00 | 231 | 167
2016-12-31 04:30 | 232 | 169
2016-12-31 05:00 | 234 | 171
2016-12-31 05:30 | 230 | 165
2016-12-31 06:00 | 232 | 169
2016-12-31 06:30 | 237 | 178
2016-12-31 07:00 | 238 | 180
2016-12-31 07:30 | 259 | 206
2016-12-31 08:00 | 271 | 222
2016-12-31 08:30 | 283 | 236
2016-12-31 09:00 | 309 | 267
2016-12-31 09:30 | 322 | 283
2016-12-31 10:00 | 337 | 302
2016-12-31 10:30 | 328 | 293
2016-12-31 11:00 | 311 | 274
2016-12-31 11:30 | 320 | 286
2016-12-31 12:00 | 335 | 302
2016-12-31 12:30 | 333 | 301
2016-12-31 13:00 | 374 | 346
2016-12-31 13:30 | 361 | 330
2016-12-31 14:00 | 393 | 369
2016-12-31 14:30 | 357 | 329
2016-12-31 15:00 | 367 | 340
2016-12-31 15:30 | 392 | 367
2016-12-31 16:00 | 422 | 400
2016-12-31 16:30 | 416 | 393
2016-12-31 17:00 | 392 | 368
2016-12-31 17:30 | 386 | 361
2016-12-31 18:00 | 386 | 361
2016-12-31 18:30 | 382 | 357
2016-12-31 19:00 | 370 | 344
2016-12-31 19:30 | 382 | 357
2016-12-31 20:00 | 373 | 346
2016-12-31 20:30 | 369 | 342
2016-12-31 21:00 | 353 | 323
2016-12-31 21:30 | 360 | 331
2016-12-31 22:00 | 364 | 332
2016-12-31 22:30 | 364 | 332
2016-12-31 23:00 | 337 | 302
2016-12-31 23:30 | 312 | 274
2017-01-01 | 279 | 234
2017-01-01 00:30 | 260 | 210
2017-01-01 01:00 | 233 | 174
2017-01-01 01:30 | 210 | 135
2017-01-01 02:00 | 202 | 120
2017-01-01 02:30 | 199 | 113
2017-01-01 03:00 | 212 | 134
2017-01-01 03:30 | 211 | 130
2017-01-01 04:00 | 220 | 146
2017-01-01 04:30 | 228 | 157
2017-01-01 05:00 | 224 | 152
2017-01-01 05:30 | 223 | 151
2017-01-01 06:00 | 222 | 149
2017-01-01 06:30 | 229 | 158
2017-01-01 07:00 | 222 | 151
2017-01-01 07:30 | 225 | 155
2017-01-01 08:00 | 233 | 167
2017-01-01 08:30 | 272 | 220
2017-01-01 09:00 | 298 | 253
2017-01-01 09:30 | 314 | 275
2017-01-01 10:00 | 310 | 271
2017-01-01 10:30 | 327 | 291
2017-01-01 11:00 | 333 | 297
2017-01-01 11:30 | 365 | 334
2017-01-01 12:00 | 373 | 344
2017-01-01 12:30 | 359 | 328
2017-01-01 13:00 | 363 | 332
2017-01-01 13:30 | 344 | 311
2017-01-01 14:00 | 350 | 317
2017-01-01 14:30 | 360 | 329
2017-01-01 15:00 | 382 | 354
2017-01-01 15:30 | 365 | 335
2017-01-01 16:00 | 401 | 375
2017-01-01 16:30 | 423 | 401
2017-01-01 17:00 | 405 | 380
2017-01-01 17:30 | 397 | 371
2017-01-01 18:00 | 420 | 396
2017-01-01 18:30 | 393 | 367
2017-01-01 19:00 | 394 | 368
2017-01-01 19:30 | 368 | 340
2017-01-01 20:00 | 375 | 346
2017-01-01 20:30 | 365 | 335
2017-01-01 21:00 | 340 | 307
2017-01-01 21:30 | 333 | 299
2017-01-01 22:00 | 337 | 302
2017-01-01 22:30 | 322 | 287
2017-01-01 23:00 | 282 | 240
2017-01-01 23:30 | 251 | 201
2017-01-02 | 209 | 143
2017-01-02 00:30 | 186 | 107
2017-01-02 01:00 | 184 | 103
2017-01-02 01:30 | 179 | 99
2017-01-02 02:00 | 176 | 91
2017-01-02 02:30 | 197 | 126
2017-01-02 03:00 | 207 | 140
2017-01-02 03:30 | 209 | 143
2017-01-02 04:00 | 204 | 137
2017-01-02 04:30 | 214 | 152
2017-01-02 05:00 | 214 | 151
2017-01-02 05:30 | 217 | 155
2017-01-02 06:00 | 218 | 157
2017-01-02 06:30 | 227 | 170
2017-01-02 07:00 | 230 | 175
2017-01-02 07:30 | 229 | 174
2017-01-02 08:00 | 223 | 166
2017-01-02 08:30 | 242 | 191
2017-01-02 09:00 | 286 | 245
2017-01-02 09:30 | 306 | 268
2017-01-02 10:00 | 297 | 258
2017-01-02 10:30 | 290 | 250
2017-01-02 11:00 | 290 | 250
2017-01-02 11:30 | 282 | 240
2017-01-02 12:00 | 294 | 254
2017-01-02 12:30 | 265 | 221
2017-01-02 13:00 | 274 | 230
2017-01-02 13:30 | 302 | 263
2017-01-02 14:00 | 311 | 274
2017-01-02 14:30 | 324 | 288
2017-01-02 15:00 | 325 | 290
2017-01-02 15:30 | 357 | 326
2017-01-02 16:00 | 382 | 355
2017-01-02 16:30 | 378 | 350
2017-01-02 17:00 | 375 | 347
2017-01-02 17:30 | 346 | 314
2017-01-02 18:00 | 345 | 313
2017-01-02 18:30 | 351 | 319
2017-01-02 19:00 | 342 | 309
2017-01-02 19:30 | 310 | 275
2017-01-02 20:00 | 292 | 253
2017-01-02 20:30 | 276 | 233
2017-01-02 21:00 | 281 | 239
2017-01-02 21:30 | 287 | 246
2017-01-02 22:00 | 283 | 240
2017-01-02 22:30 | 255 | 206
2017-01-02 23:00 | 237 | 184
2017-01-02 23:30 | 246 | 197
2017-01-03 | 227 | 169
2017-01-03 00:30 | 225 | 165
2017-01-03 01:00 | 228 | 163
2017-01-03 01:30 | 225 | 160
2017-01-03 02:00 | 211 | 136
2017-01-03 02:30 | 212 | 137
2017-01-03 03:00 | 223 | 154
2017-01-03 03:30 | 230 | 163
2017-01-03 04:00 | 233 | 167
2017-01-03 04:30 | 249 | 189
2017-01-03 05:00 | 247 | 186
2017-01-03 05:30 | 244 | 183
2017-01-03 06:00 | 242 | 182
2017-01-03 06:30 | 283 | 233
2017-01-03 07:00 | 333 | 294
2017-01-03 07:30 | 355 | 319
2017-01-03 08:00 | 380 | 347
2017-01-03 08:30 | 418 | 389
2017-01-03 09:00 | 435 | 409
2017-01-03 09:30 | 408 | 381
2017-01-03 10:00 | 428 | 403
2017-01-03 10:30 | 402 | 375
2017-01-03 11:00 | 395 | 367
2017-01-03 11:30 | 367 | 335
2017-01-03 12:00 | 376 | 346
2017-01-03 12:30 | 376 | 346
2017-01-03 13:00 | 349 | 316
2017-01-03 13:30 | 336 | 302
2017-01-03 14:00 | 334 | 300
2017-01-03 14:30 | 355 | 324
2017-01-03 15:00 | 376 | 346
2017-01-03 15:30 | 413 | 387
2017-01-03 16:00 | 408 | 381
2017-01-03 16:30 | 404 | 377
2017-01-03 17:00 | 422 | 396
2017-01-03 17:30 | 408 | 381
2017-01-03 18:00 | 393 | 364
2017-01-03 18:30 | 353 | 320
2017-01-03 19:00 | 428 | 403
2017-01-03 19:30 | 435 | 410
2017-01-03 20:00 | 431 | 406
2017-01-03 20:30 | 418 | 391
2017-01-03 21:00 | 366 | 335
2017-01-03 21:30 | 343 | 308
2017-01-03 22:00 | 315 | 276
2017-01-03 22:30 | 270 | 222
2017-01-03 23:00 | 233 | 176
2017-01-03 23:30 | 219 | 157
2017-01-04 | 204 | 132
2017-01-04 00:30 | 195 | 114
2017-01-04 01:00 | 207 | 134
2017-01-04 01:30 | 210 | 136
2017-01-04 02:00 | 208 | 133
2017-01-04 02:30 | 221 | 151
2017-01-04 03:00 | 243 | 181
2017-01-04 03:30 | 270 | 216
2017-01-04 04:00 | 268 | 214
2017-01-04 04:30 | 275 | 223
2017-01-04 05:00 | 273 | 221
2017-01-04 05:30 | 256 | 200
2017-01-04 06:00 | 255 | 198
2017-01-04 06:30 | 260 | 205
2017-01-04 07:00 | 282 | 233
2017-01-04 07:30 | 316 | 275
2017-01-04 08:00 | 327 | 288
2017-01-04 08:30 | 364 | 331
2017-01-04 09:00 | 367 | 336
2017-01-04 09:30 | 345 | 313
2017-01-04 10:00 | 328 | 297
2017-01-04 10:30 | 335 | 305
2017-01-04 11:00 | 323 | 292
2017-01-04 11:30 | 288 | 253
2017-01-04 12:00 | 302 | 269
2017-01-04 12:30 | 326 | 296
2017-01-04 13:00 | 323 | 292
2017-01-04 13:30 | 323 | 292
2017-01-04 14:00 | 318 | 286
2017-01-04 14:30 | 337 | 307
2017-01-04 15:00 | 341 | 311
2017-01-04 15:30 | 409 | 385
2017-01-04 16:00 | 396 | 372
2017-01-04 16:30 | 405 | 381
2017-01-04 17:00 | 431 | 410
2017-01-04 17:30 | 410 | 387
2017-01-04 18:00 | 387 | 361
2017-01-04 18:30 | 380 | 354
2017-01-04 19:00 | 410 | 386
2017-01-04 19:30 | 415 | 393
2017-01-04 20:00 | 421 | 399
2017-01-04 20:30 | 401 | 377
2017-01-04 21:00 | 375 | 348
2017-01-04 21:30 | 363 | 335
2017-01-04 22:00 | 318 | 284
2017-01-04 22:30 | 272 | 230
2017-01-04 23:00 | 244 | 195
2017-01-04 23:30 | 223 | 169
2017-01-05 | 206 | 146
2017-01-05 00:30 | 199 | 133
2017-01-05 01:00 | 207 | 134
2017-01-05 01:30 | 214 | 143
2017-01-05 02:00 | 219 | 150
2017-01-05 02:30 | 221 | 152
2017-01-05 03:00 | 234 | 171
2017-01-05 03:30 | 237 | 173
2017-01-05 04:00 | 237 | 173
2017-01-05 04:30 | 247 | 187
2017-01-05 05:00 | 247 | 187
2017-01-05 05:30 | 252 | 194
2017-01-05 06:00 | 257 | 202
2017-01-05 06:30 | 263 | 210
2017-01-05 07:00 | 290 | 244
2017-01-05 07:30 | 325 | 285
2017-01-05 08:00 | 358 | 322
2017-01-05 08:30 | 370 | 337
2017-01-05 09:00 | 368 | 334
2017-01-05 09:30 | 357 | 327
2017-01-05 10:00 | 388 | 360
2017-01-05 10:30 | 401 | 375
2017-01-05 11:00 | 373 | 345
2017-01-05 11:30 | 366 | 337
2017-01-05 12:00 | 369 | 340
2017-01-05 12:30 | 378 | 350
2017-01-05 13:00 | 412 | 388
2017-01-05 13:30 | 412 | 388
2017-01-05 14:00 | 409 | 385
2017-01-05 14:30 | 411 | 387
2017-01-05 15:00 | 397 | 372
2017-01-05 15:30 | 403 | 377
2017-01-05 16:00 | 447 | 425
2017-01-05 16:30 | 432 | 410
2017-01-05 17:00 | 460 | 439
2017-01-05 17:30 | 417 | 394
2017-01-05 18:00 | 398 | 372
2017-01-05 18:30 | 376 | 349
2017-01-05 19:00 | 387 | 361
2017-01-05 19:30 | 398 | 372
2017-01-05 20:00 | 365 | 336
2017-01-05 20:30 | 376 | 349
2017-01-05 21:00 | 373 | 346
2017-01-05 21:30 | 383 | 356
2017-01-05 22:00 | 369 | 341
2017-01-05 22:30 | 326 | 292
2017-01-05 23:00 | 278 | 230
2017-01-05 23:30 | 255 | 200
2017-01-06 | 239 | 177
2017-01-06 00:30 | 238 | 175
2017-01-06 01:00 | 231 | 164
2017-01-06 01:30 | 238 | 173
2017-01-06 02:00 | 244 | 180
2017-01-06 02:30 | 248 | 186
2017-01-06 03:00 | 250 | 188
2017-01-06 03:30 | 263 | 205
2017-01-06 04:00 | 261 | 202
2017-01-06 04:30 | 261 | 203
2017-01-06 05:00 | 257 | 198
2017-01-06 05:30 | 265 | 207
2017-01-06 06:00 | 258 | 199
2017-01-06 06:30 | 276 | 223
2017-01-06 07:00 | 281 | 230
2017-01-06 07:30 | 304 | 259
2017-01-06 08:00 | 326 | 285
2017-01-06 08:30 | 315 | 273
2017-01-06 09:00 | 334 | 295
2017-01-06 09:30 | 332 | 299
2017-01-06 10:00 | 327 | 292
2017-01-06 10:30 | 304 | 267
2017-01-06 11:00 | 295 | 259
2017-01-06 11:30 | 316 | 283
2017-01-06 12:00 | 354 | 325
2017-01-06 12:30 | 392 | 367
2017-01-06 13:00 | 374 | 347
2017-01-06 13:30 | 388 | 362
2017-01-06 14:00 | 343 | 313
2017-01-06 14:30 | 320 | 288
2017-01-06 15:00 | 322 | 291
2017-01-06 15:30 | 366 | 338
2017-01-06 16:00 | 408 | 384
2017-01-06 16:30 | 438 | 416
2017-01-06 17:00 | 452 | 431
2017-01-06 17:30 | 412 | 388
2017-01-06 18:00 | 394 | 368
2017-01-06 18:30 | 400 | 374
2017-01-06 19:00 | 431 | 408
2017-01-06 19:30 | 447 | 426
2017-01-06 20:00 | 411 | 386
2017-01-06 20:30 | 428 | 405
2017-01-06 21:00 | 429 | 406
2017-01-06 21:30 | 438 | 416
2017-01-06 22:00 | 429 | 403
2017-01-06 22:30 | 360 | 326
2017-01-06 23:00 | 312 | 272
2017-01-06 23:30 | 297 | 253
2017-01-07 | 290 | 242
2017-01-07 00:30 | 250 | 191
2017-01-07 01:00 | 240 | 176
2017-01-07 01:30 | 252 | 192
2017-01-07 02:00 | 248 | 186
2017-01-07 02:30 | 270 | 213
2017-01-07 03:00 | 288 | 237
2017-01-07 03:30 | 288 | 235
2017-01-07 04:00 | 293 | 241
2017-01-07 04:30 | 291 | 239
2017-01-07 05:00 | 285 | 231
2017-01-07 05:30 | 279 | 224
2017-01-07 06:00 | 281 | 228
2017-01-07 06:30 | 294 | 243
2017-01-07 07:00 | 302 | 254
2017-01-07 07:30 | 325 | 281
2017-01-07 08:00 | 340 | 300
2017-01-07 08:30 | 339 | 301
2017-01-07 09:00 | 340 | 301
2017-01-07 09:30 | 353 | 316
2017-01-07 10:00 | 373 | 339
2017-01-07 10:30 | 376 | 342
2017-01-07 11:00 | 372 | 338
2017-01-07 11:30 | 368 | 333
2017-01-07 12:00 | 362 | 326
2017-01-07 12:30 | 359 | 323
2017-01-07 13:00 | 359 | 322
2017-01-07 13:30 | 363 | 327
2017-01-07 14:00 | 393 | 360
2017-01-07 14:30 | 383 | 349
2017-01-07 15:00 | 384 | 351
2017-01-07 15:30 | 388 | 354
2017-01-07 16:00 | 392 | 359
2017-01-07 16:30 | 393 | 360
2017-01-07 17:00 | 417 | 387
2017-01-07 17:30 | 449 | 422
2017-01-07 18:00 | 442 | 416
2017-01-07 18:30 | 401 | 371
2017-01-07 19:00 | 411 | 383
2017-01-07 19:30 | 416 | 388
2017-01-07 20:00 | 371 | 338
2017-01-07 20:30 | 386 | 354
2017-01-07 21:00 | 388 | 357
2017-01-07 21:30 | 392 | 361
2017-01-07 22:00 | 370 | 335
2017-01-07 22:30 | 304 | 263
2017-01-07 23:00 | 262 | 211
2017-01-07 23:30 | 259 | 201
2017-01-08 | 248 | 186
2017-01-08 00:30 | 246 | 185
2017-01-08 01:00 | 242 | 177
2017-01-08 01:30 | 251 | 188
2017-01-08 02:00 | 254 | 188
2017-01-08 02:30 | 270 | 209
2017-01-08 03:00 | 282 | 225
2017-01-08 03:30 | 280 | 222
2017-01-08 04:00 | 266 | 203
2017-01-08 04:30 | 282 | 224
2017-01-08 05:00 | 285 | 227
2017-01-08 05:30 | 280 | 219
2017-01-08 06:00 | 280 | 220
2017-01-08 06:30 | 283 | 229
2017-01-08 07:00 | 281 | 228
2017-01-08 07:30 | 279 | 227
2017-01-08 08:00 | 272 | 219
2017-01-08 08:30 | 290 | 243
2017-01-08 09:00 | 315 | 272
2017-01-08 09:30 | 302 | 257
2017-01-08 10:00 | 299 | 255
2017-01-08 10:30 | 306 | 262
2017-01-08 11:00 | 317 | 276
2017-01-08 11:30 | 326 | 287
2017-01-08 12:00 | 338 | 301
2017-01-08 12:30 | 339 | 302
2017-01-08 13:00 | 334 | 296
2017-01-08 13:30 | 344 | 307
2017-01-08 14:00 | 374 | 342
2017-01-08 14:30 | 376 | 344
2017-01-08 15:00 | 380 | 348
2017-01-08 15:30 | 370 | 339
2017-01-08 16:00 | 374 | 344
2017-01-08 16:30 | 385 | 356
2017-01-08 17:00 | 392 | 365
2017-01-08 17:30 | 377 | 348
2017-01-08 18:00 | 378 | 349
2017-01-08 18:30 | 379 | 351
2017-01-08 19:00 | 375 | 347
2017-01-08 19:30 | 386 | 360
2017-01-08 20:00 | 380 | 353
2017-01-08 20:30 | 385 | 357
2017-01-08 21:00 | 390 | 363
2017-01-08 21:30 | 393 | 366
2017-01-08 22:00 | 367 | 337
2017-01-08 22:30 | 286 | 243
2017-01-08 23:00 | 252 | 202
2017-01-08 23:30 | 233 | 178
2017-01-09 | 225 | 166
2017-01-09 00:30 | 225 | 166
2017-01-09 01:00 | 229 | 166
2017-01-09 01:30 | 239 | 171
2017-01-09 02:00 | 243 | 174
2017-01-09 02:30 | 256 | 191
2017-01-09 03:00 | 273 | 214
2017-01-09 03:30 | 270 | 212
2017-01-09 04:00 | 273 | 216
2017-01-09 04:30 | 276 | 221
2017-01-09 05:00 | 283 | 230
2017-01-09 05:30 | 276 | 219
2017-01-09 06:00 | 277 | 222
2017-01-09 06:30 | 297 | 248
2017-01-09 07:00 | 322 | 279
2017-01-09 07:30 | 337 | 296
2017-01-09 08:00 | 336 | 296
2017-01-09 08:30 | 343 | 305
2017-01-09 09:00 | 349 | 314
2017-01-09 09:30 | 373 | 342
2017-01-09 10:00 | 400 | 372
2017-01-09 10:30 | 401 | 374
2017-01-09 11:00 | 400 | 373
2017-01-09 11:30 | 402 | 375
2017-01-09 12:00 | 405 | 378
2017-01-09 12:30 | 393 | 366
2017-01-09 13:00 | 385 | 356
2017-01-09 13:30 | 388 | 360
2017-01-09 14:00 | 405 | 379
2017-01-09 14:30 | 439 | 416
2017-01-09 15:00 | 422 | 398
2017-01-09 15:30 | 400 | 374
2017-01-09 16:00 | 390 | 363
2017-01-09 16:30 | 391 | 364
2017-01-09 17:00 | 406 | 381
2017-01-09 17:30 | 417 | 392
2017-01-09 18:00 | 410 | 385
2017-01-09 18:30 | 401 | 375
2017-01-09 19:00 | 402 | 376
2017-01-09 19:30 | 400 | 374
2017-01-09 20:00 | 406 | 380
2017-01-09 20:30 | 430 | 406
2017-01-09 21:00 | 416 | 391
2017-01-09 21:30 | 405 | 379
2017-01-09 22:00 | 343 | 310
2017-01-09 22:30 | 312 | 274
2017-01-09 23:00 | 281 | 237
2017-01-09 23:30 | 263 | 213
2017-01-10 | 243 | 185
2017-01-10 00:30 | 232 | 173
2017-01-10 01:00 | 230 | 172
2017-01-10 01:30 | 229 | 171
2017-01-10 02:00 | 233 | 174
2017-01-10 02:30 | 248 | 195
2017-01-10 03:00 | 270 | 217
2017-01-10 03:30 | 278 | 223
2017-01-10 04:00 | 278 | 223
2017-01-10 04:30 | 262 | 203
2017-01-10 05:00 | 257 | 196
2017-01-10 05:30 | 273 | 216
2017-01-10 06:00 | 279 | 225
2017-01-10 06:30 | 317 | 272
2017-01-10 07:00 | 369 | 335
2017-01-10 07:30 | 377 | 345
2017-01-10 08:00 | 373 | 342
2017-01-10 08:30 | 364 | 333
2017-01-10 09:00 | 375 | 348
2017-01-10 09:30 | 362 | 334
2017-01-10 10:00 | 367 | 340
2017-01-10 10:30 | 391 | 366
2017-01-10 11:00 | 438 | 415
2017-01-10 11:30 | 453 | 430
2017-01-10 12:00 | 430 | 405
2017-01-10 12:30 | 438 | 414
2017-01-10 13:00 | 430 | 405
2017-01-10 13:30 | 450 | 429
2017-01-10 14:00 | 471 | 453
2017-01-10 14:30 | 476 | 461
2017-01-10 15:00 | 487 | 469
2017-01-10 15:30 | 490 | 473
2017-01-10 16:00 | 511 | 495
2017-01-10 16:30 | 542 | 528
2017-01-10 17:00 | 556 | 543
2017-01-10 17:30 | 522 | 506
2017-01-10 18:00 | 526 | 511
2017-01-10 18:30 | 506 | 489
2017-01-10 19:00 | 514 | 497
2017-01-10 19:30 | 498 | 480
2017-01-10 20:00 | 512 | 495
2017-01-10 20:30 | 461 | 440
2017-01-10 21:00 | 443 | 420
2017-01-10 21:30 | 423 | 398
2017-01-10 22:00 | 378 | 348
2017-01-10 22:30 | 336 | 301
2017-01-10 23:00 | 275 | 230
2017-01-10 23:30 | 275 | 230
2017-01-11 | 270 | 225
2017-01-11 00:30 | 278 | 233
2017-01-11 01:00 | 273 | 224
2017-01-11 01:30 | 267 | 217
2017-01-11 02:00 | 265 | 215
2017-01-11 02:30 | 269 | 218
2017-01-11 03:00 | 289 | 242
2017-01-11 03:30 | 302 | 261
2017-01-11 04:00 | 298 | 257
2017-01-11 04:30 | 294 | 252
2017-01-11 05:00 | 308 | 268
2017-01-11 05:30 | 322 | 284
2017-01-11 06:00 | 320 | 283
2017-01-11 06:30 | 345 | 312
2017-01-11 07:00 | 405 | 379
2017-01-11 07:30 | 423 | 400
2017-01-11 08:00 | 440 | 419
2017-01-11 08:30 | 461 | 442
2017-01-11 09:00 | 481 | 462
2017-01-11 09:30 | 472 | 453
2017-01-11 10:00 | 482 | 464
2017-01-11 10:30 | 515 | 499
2017-01-11 11:00 | 495 | 478
2017-01-11 11:30 | 503 | 486
2017-01-11 12:00 | 494 | 476
2017-01-11 12:30 | 498 | 480
2017-01-11 13:00 | 495 | 477
2017-01-11 13:30 | 504 | 487
2017-01-11 14:00 | 572 | 555
2017-01-11 14:30 | 626 | 608
2017-01-11 15:00 | 647 | 630
2017-01-11 15:30 | 648 | 629
2017-01-11 16:00 | 640 | 621
2017-01-11 16:30 | 620 | 601
2017-01-11 17:00 | 628 | 611
2017-01-11 17:30 | 641 | 622
2017-01-11 18:00 | 659 | 640
2017-01-11 18:30 | 602 | 578
2017-01-11 19:00 | 616 | 595
2017-01-11 19:30 | 607 | 584
2017-01-11 20:00 | 567 | 549
2017-01-11 20:30 | 518 | 502
2017-01-11 21:00 | 474 | 455
2017-01-11 21:30 | 452 | 432
2017-01-11 22:00 | 421 | 399
2017-01-11 22:30 | 387 | 360
2017-01-11 23:00 | 389 | 362
2017-01-11 23:30 | 323 | 282
2017-01-12 | 282 | 237
2017-01-12 00:30 | 281 | 237
2017-01-12 01:00 | 284 | 239
2017-01-12 01:30 | 278 | 233
2017-01-12 02:00 | 281 | 236
2017-01-12 02:30 | 293 | 250
2017-01-12 03:00 | 315 | 276
2017-01-12 03:30 | 327 | 289
2017-01-12 04:00 | 343 | 308
2017-01-12 04:30 | 345 | 310
2017-01-12 05:00 | 353 | 319
2017-01-12 05:30 | 344 | 310
2017-01-12 06:00 | 355 | 322
2017-01-12 06:30 | 369 | 337
2017-01-12 07:00 | 390 | 360
2017-01-12 07:30 | 412 | 387
2017-01-12 08:00 | 426 | 404
2017-01-12 08:30 | 420 | 399
2017-01-12 09:00 | 417 | 396
2017-01-12 09:30 | 389 | 366
2017-01-12 10:00 | 415 | 394
2017-01-12 10:30 | 429 | 409
2017-01-12 11:00 | 458 | 443
2017-01-12 11:30 | 467 | 452
2017-01-12 12:00 | 471 | 457
2017-01-12 12:30 | 509 | 497
2017-01-12 13:00 | 548 | 540
2017-01-12 13:30 | 549 | 540
2017-01-12 14:00 | 579 | 569
2017-01-12 14:30 | 597 | 587
2017-01-12 15:00 | 621 | 611
2017-01-12 15:30 | 652 | 637
2017-01-12 16:00 | 643 | 627
2017-01-12 16:30 | 634 | 618
2017-01-12 17:00 | 590 | 569
2017-01-12 17:30 | 557 | 533
2017-01-12 18:00 | 556 | 533
2017-01-12 18:30 | 497 | 484
2017-01-12 19:00 | 463 | 449
2017-01-12 19:30 | 463 | 449
2017-01-12 20:00 | 456 | 440
2017-01-12 20:30 | 445 | 427
2017-01-12 21:00 | 425 | 406
2017-01-12 21:30 | 416 | 396
2017-01-12 22:00 | 382 | 360
2017-01-12 22:30 | 386 | 363
2017-01-12 23:00 | 350 | 322
2017-01-12 23:30 | 294 | 256
2017-01-13 | 242 | 193
2017-01-13 00:30 | 243 | 194
2017-01-13 01:00 | 241 | 190
2017-01-13 01:30 | 237 | 184
2017-01-13 02:00 | 240 | 187
2017-01-13 02:30 | 250 | 200
2017-01-13 03:00 | 272 | 227
2017-01-13 03:30 | 290 | 248
2017-01-13 04:00 | 298 | 257
2017-01-13 04:30 | 318 | 281
2017-01-13 05:00 | 308 | 269
2017-01-13 05:30 | 312 | 274
2017-01-13 06:00 | 309 | 271
2017-01-13 06:30 | 312 | 276
2017-01-13 07:00 | 393 | 370
2017-01-13 07:30 | 373 | 348
2017-01-13 08:00 | 385 | 361
2017-01-13 08:30 | 389 | 365
2017-01-13 09:00 | 386 | 362
2017-01-13 09:30 | 410 | 390
2017-01-13 10:00 | 416 | 396
2017-01-13 10:30 | 428 | 409
2017-01-13 11:00 | 434 | 417
2017-01-13 11:30 | 429 | 411
2017-01-13 12:00 | 452 | 437
2017-01-13 12:30 | 472 | 459
2017-01-13 13:00 | 479 | 466
2017-01-13 13:30 | 504 | 492
2017-01-13 14:00 | 532 | 522
2017-01-13 14:30 | 560 | 552
2017-01-13 15:00 | 588 | 580
2017-01-13 15:30 | 614 | 597
2017-01-13 16:00 | 639 | 624
2017-01-13 16:30 | 662 | 649
2017-01-13 17:00 | 650 | 637
2017-01-13 17:30 | 632 | 618
2017-01-13 18:00 | 650 | 636
2017-01-13 18:30 | 610 | 601
2017-01-13 19:00 | 632 | 626
2017-01-13 19:30 | 550 | 540
2017-01-13 20:00 | 546 | 536
2017-01-13 20:30 | 518 | 507
2017-01-13 21:00 | 475 | 462
2017-01-13 21:30 | 423 | 405
2017-01-13 22:00 | 388 | 367
2017-01-13 22:30 | 372 | 349
2017-01-13 23:00 | 374 | 351
2017-01-13 23:30 | 328 | 299
2017-01-14 | 297 | 261
2017-01-14 00:30 | 305 | 270
2017-01-14 01:00 | 286 | 250
2017-01-14 01:30 | 266 | 226
2017-01-14 02:00 | 268 | 228
2017-01-14 02:30 | 267 | 226
2017-01-14 03:00 | 272 | 230
2017-01-14 03:30 | 270 | 228
2017-01-14 04:00 | 256 | 210
2017-01-14 04:30 | 267 | 220
2017-01-14 05:00 | 264 | 217
2017-01-14 05:30 | 262 | 213
2017-01-14 06:00 | 267 | 220
2017-01-14 06:30 | 269 | 224
2017-01-14 07:00 | 301 | 266
2017-01-14 07:30 | 313 | 278
2017-01-14 08:00 | 348 | 317
2017-01-14 08:30 | 386 | 359
2017-01-14 09:00 | 408 | 385
2017-01-14 09:30 | 395 | 372
2017-01-14 10:00 | 387 | 364
2017-01-14 10:30 | 399 | 377
2017-01-14 11:00 | 411 | 390
2017-01-14 11:30 | 411 | 390
2017-01-14 12:00 | 439 | 420
2017-01-14 12:30 | 460 | 442
2017-01-14 13:00 | 476 | 462
2017-01-14 13:30 | 471 | 456
2017-01-14 14:00 | 493 | 479
2017-01-14 14:30 | 536 | 524
2017-01-14 15:00 | 564 | 553
2017-01-14 15:30 | 600 | 592
2017-01-14 16:00 | 592 | 583
2017-01-14 16:30 | 593 | 584
2017-01-14 17:00 | 587 | 579
2017-01-14 17:30 | 595 | 587
2017-01-14 18:00 | 586 | 577
2017-01-14 18:30 | 585 | 566
2017-01-14 19:00 | 588 | 570
2017-01-14 19:30 | 575 | 556
2017-01-14 20:00 | 547 | 525
2017-01-14 20:30 | 521 | 500
2017-01-14 21:00 | 461 | 446
2017-01-14 21:30 | 438 | 421
2017-01-14 22:00 | 435 | 417
2017-01-14 22:30 | 371 | 349
2017-01-14 23:00 | 334 | 305
2017-01-14 23:30 | 290 | 253
2017-01-15 | 258 | 208
2017-01-15 00:30 | 252 | 198
2017-01-15 01:00 | 236 | 171
2017-01-15 01:30 | 228 | 157
2017-01-15 02:00 | 227 | 155
2017-01-15 02:30 | 230 | 163
2017-01-15 03:00 | 247 | 184
2017-01-15 03:30 | 243 | 181
2017-01-15 04:00 | 245 | 183
2017-01-15 04:30 | 235 | 176
2017-01-15 05:00 | 231 | 174
2017-01-15 05:30 | 223 | 163
2017-01-15 06:00 | 217 | 155
2017-01-15 06:30 | 228 | 170
2017-01-15 07:00 | 219 | 161
2017-01-15 07:30 | 262 | 216
2017-01-15 08:00 | 296 | 257
2017-01-15 08:30 | 313 | 278
2017-01-15 09:00 | 309 | 274
2017-01-15 09:30 | 321 | 288
2017-01-15 10:00 | 341 | 312
2017-01-15 10:30 | 351 | 323
2017-01-15 11:00 | 375 | 350
2017-01-15 11:30 | 382 | 357
2017-01-15 12:00 | 375 | 350
2017-01-15 12:30 | 374 | 349
2017-01-15 13:00 | 359 | 332
2017-01-15 13:30 | 393 | 371
2017-01-15 14:00 | 421 | 401
2017-01-15 14:30 | 426 | 407
2017-01-15 15:00 | 438 | 419
2017-01-15 15:30 | 459 | 441
2017-01-15 16:00 | 484 | 467
2017-01-15 16:30 | 501 | 486
2017-01-15 17:00 | 524 | 510
2017-01-15 17:30 | 516 | 503
2017-01-15 18:00 | 511 | 497
2017-01-15 18:30 | 515 | 501
2017-01-15 19:00 | 529 | 516
2017-01-15 19:30 | 517 | 504
2017-01-15 20:00 | 503 | 489
2017-01-15 20:30 | 479 | 463
2017-01-15 21:00 | 443 | 424
2017-01-15 21:30 | 390 | 367
2017-01-15 22:00 | 380 | 356
2017-01-15 22:30 | 349 | 322
2017-01-15 23:00 | 275 | 239
2017-01-15 23:30 | 247 | 204
2017-01-16 | 231 | 183
2017-01-16 00:30 | 232 | 181
2017-01-16 01:00 | 226 | 172
2017-01-16 01:30 | 214 | 155
2017-01-16 02:00 | 217 | 162
2017-01-16 02:30 | 215 | 157
2017-01-16 03:00 | 216 | 158
2017-01-16 03:30 | 203 | 141
2017-01-16 04:00 | 212 | 153
2017-01-16 04:30 | 222 | 166
2017-01-16 05:00 | 229 | 176
2017-01-16 05:30 | 244 | 195
2017-01-16 06:00 | 234 | 185
2017-01-16 06:30 | 255 | 210
2017-01-16 07:00 | 241 | 195
2017-01-16 07:30 | 282 | 245
2017-01-16 08:00 | 333 | 302
2017-01-16 08:30 | 334 | 304
2017-01-16 09:00 | 352 | 324
2017-01-16 09:30 | 361 | 334
2017-01-16 10:00 | 377 | 352
2017-01-16 10:30 | 403 | 380
2017-01-16 11:00 | 418 | 399
2017-01-16 11:30 | 433 | 416
2017-01-16 12:00 | 449 | 434
2017-01-16 12:30 | 467 | 453
2017-01-16 13:00 | 467 | 453
2017-01-16 13:30 | 470 | 456
2017-01-16 14:00 | 486 | 473
2017-01-16 14:30 | 503 | 493
2017-01-16 15:00 | 539 | 531
2017-01-16 15:30 | 549 | 542
2017-01-16 16:00 | 540 | 533
2017-01-16 16:30 | 550 | 543
2017-01-16 17:00 | 546 | 539
2017-01-16 17:30 | 519 | 510
2017-01-16 18:00 | 529 | 521
2017-01-16 18:30 | 519 | 510
2017-01-16 19:00 | 510 | 502
2017-01-16 19:30 | 511 | 502
2017-01-16 20:00 | 495 | 486
2017-01-16 20:30 | 497 | 487
2017-01-16 21:00 | 494 | 483
2017-01-16 21:30 | 475 | 463
2017-01-16 22:00 | 436 | 422
2017-01-16 22:30 | 381 | 362
2017-01-16 23:00 | 333 | 309
2017-01-16 23:30 | 316 | 290
2017-01-17 | 294 | 262
2017-01-17 00:30 | 243 | 202
2017-01-17 01:00 | 236 | 195
2017-01-17 01:30 | 246 | 205
2017-01-17 02:00 | 263 | 225
2017-01-17 02:30 | 293 | 259
2017-01-17 03:00 | 336 | 307
2017-01-17 03:30 | 346 | 318
2017-01-17 04:00 | 350 | 323
2017-01-17 04:30 | 355 | 328
2017-01-17 05:00 | 366 | 341
2017-01-17 05:30 | 347 | 320
2017-01-17 06:00 | 301 | 268
2017-01-17 06:30 | 296 | 263
2017-01-17 07:00 | 269 | 231
2017-01-17 07:30 | 341 | 313
2017-01-17 08:00 | 423 | 401
2017-01-17 08:30 | 456 | 437
2017-01-17 09:00 | 445 | 426
2017-01-17 09:30 | 443 | 425
2017-01-17 10:00 | 441 | 424
2017-01-17 10:30 | 458 | 442
2017-01-17 11:00 | 485 | 470
2017-01-17 11:30 | 493 | 479
2017-01-17 12:00 | 499 | 488
2017-01-17 12:30 | 502 | 491
2017-01-17 13:00 | 539 | 529
2017-01-17 13:30 | 550 | 541
2017-01-17 14:00 | 559 | 551
2017-01-17 14:30 | 575 | 567
2017-01-17 15:00 | 607 | 593
2017-01-17 15:30 | 631 | 617
2017-01-17 16:00 | 615 | 600
2017-01-17 16:30 | 662 | 650
2017-01-17 17:00 | 725 | 714
2017-01-17 17:30 | 669 | 653
2017-01-17 18:00 | 635 | 617
2017-01-17 18:30 | 623 | 603
2017-01-17 19:00 | 587 | 564
2017-01-17 19:30 | 540 | 520
2017-01-17 20:00 | 576 | 564
2017-01-17 20:30 | 551 | 537
2017-01-17 21:00 | 503 | 486
2017-01-17 21:30 | 495 | 476
2017-01-17 22:00 | 478 | 458
2017-01-17 22:30 | 421 | 394
2017-01-17 23:00 | 320 | 281
2017-01-17 23:30 | 277 | 239
2017-01-18 | 266 | 226
2017-01-18 00:30 | 237 | 187
2017-01-18 01:00 | 241 | 194
2017-01-18 01:30 | 245 | 199
2017-01-18 02:00 | 249 | 205
2017-01-18 02:30 | 255 | 211
2017-01-18 03:00 | 287 | 249
2017-01-18 03:30 | 304 | 267
2017-01-18 04:00 | 309 | 274
2017-01-18 04:30 | 314 | 279
2017-01-18 05:00 | 305 | 271
2017-01-18 05:30 | 315 | 281
2017-01-18 06:00 | 329 | 298
2017-01-18 06:30 | 334 | 305
2017-01-18 07:00 | 306 | 274
2017-01-18 07:30 | 385 | 361
2017-01-18 08:00 | 439 | 420
2017-01-18 08:30 | 454 | 437
2017-01-18 09:00 | 479 | 463
2017-01-18 09:30 | 464 | 448
2017-01-18 10:00 | 478 | 461
2017-01-18 10:30 | 534 | 521
2017-01-18 11:00 | 531 | 518
2017-01-18 11:30 | 546 | 535
2017-01-18 12:00 | 548 | 537
2017-01-18 12:30 | 561 | 551
2017-01-18 13:00 | 587 | 579
2017-01-18 13:30 | 589 | 581
2017-01-18 14:00 | 603 | 592
2017-01-18 14:30 | 634 | 621
2017-01-18 15:00 | 678 | 667
2017-01-18 15:30 | 708 | 698
2017-01-18 16:00 | 712 | 702
2017-01-18 16:30 | 737 | 729
2017-01-18 17:00 | 752 | 746
2017-01-18 17:30 | 763 | 756
2017-01-18 18:00 | 744 | 736
2017-01-18 18:30 | 724 | 715
2017-01-18 19:00 | 705 | 694
2017-01-18 19:30 | 704 | 690
2017-01-18 20:00 | 698 | 683
2017-01-18 20:30 | 666 | 649
2017-01-18 21:00 | 608 | 593
2017-01-18 21:30 | 554 | 540
2017-01-18 22:00 | 496 | 477
2017-01-18 22:30 | 434 | 410
2017-01-18 23:00 | 379 | 349
2017-01-18 23:30 | 315 | 282
2017-01-19 | 290 | 251
2017-01-19 00:30 | 270 | 228
2017-01-19 01:00 | 239 | 192
2017-01-19 01:30 | 224 | 173
2017-01-19 02:00 | 231 | 183
2017-01-19 02:30 | 225 | 177
2017-01-19 03:00 | 228 | 181
2017-01-19 03:30 | 245 | 200
2017-01-19 04:00 | 247 | 204
2017-01-19 04:30 | 233 | 186
2017-01-19 05:00 | 246 | 203
2017-01-19 05:30 | 279 | 240
2017-01-19 06:00 | 299 | 262
2017-01-19 06:30 | 320 | 286
2017-01-19 07:00 | 334 | 305
2017-01-19 07:30 | 361 | 335
2017-01-19 08:00 | 393 | 368
2017-01-19 08:30 | 434 | 415
2017-01-19 09:00 | 440 | 422
2017-01-19 09:30 | 441 | 424
2017-01-19 10:00 | 485 | 472
2017-01-19 10:30 | 492 | 479
2017-01-19 11:00 | 475 | 461
2017-01-19 11:30 | 483 | 470
2017-01-19 12:00 | 441 | 426
2017-01-19 12:30 | 439 | 424
2017-01-19 13:00 | 453 | 439
2017-01-19 13:30 | 455 | 441
2017-01-19 14:00 | 465 | 451
2017-01-19 14:30 | 444 | 429
2017-01-19 15:00 | 463 | 449
2017-01-19 15:30 | 479 | 467
2017-01-19 16:00 | 496 | 483
2017-01-19 16:30 | 492 | 480
2017-01-19 17:00 | 473 | 460
2017-01-19 17:30 | 417 | 400
2017-01-19 18:00 | 408 | 391
2017-01-19 18:30 | 414 | 398
2017-01-19 19:00 | 433 | 417
2017-01-19 19:30 | 432 | 416
2017-01-19 20:00 | 413 | 396
2017-01-19 20:30 | 432 | 416
2017-01-19 21:00 | 399 | 381
2017-01-19 21:30 | 394 | 375
2017-01-19 22:00 | 365 | 343
2017-01-19 22:30 | 337 | 307
2017-01-19 23:00 | 279 | 237
2017-01-19 23:30 | 261 | 215
2017-01-20 | 258 | 212
2017-01-20 00:30 | 231 | 182
2017-01-20 01:00 | 213 | 158
2017-01-20 01:30 | 213 | 158
2017-01-20 02:00 | 213 | 156
2017-01-20 02:30 | 220 | 165
2017-01-20 03:00 | 245 | 196
2017-01-20 03:30 | 242 | 193
2017-01-20 04:00 | 242 | 192
2017-01-20 04:30 | 245 | 196
2017-01-20 05:00 | 251 | 204
2017-01-20 05:30 | 251 | 204
2017-01-20 06:00 | 257 | 211
2017-01-20 06:30 | 262 | 219
2017-01-20 07:00 | 271 | 229
2017-01-20 07:30 | 302 | 267
2017-01-20 08:00 | 310 | 276
2017-01-20 08:30 | 323 | 294
2017-01-20 09:00 | 321 | 293
2017-01-20 09:30 | 333 | 307
2017-01-20 10:00 | 356 | 332
2017-01-20 10:30 | 376 | 352
2017-01-20 11:00 | 416 | 397
2017-01-20 11:30 | 375 | 356
2017-01-20 12:00 | 401 | 383
2017-01-20 12:30 | 425 | 408
2017-01-20 13:00 | 436 | 420
2017-01-20 13:30 | 482 | 468
2017-01-20 14:00 | 446 | 431
2017-01-20 14:30 | 486 | 473
2017-01-20 15:00 | 555 | 545
2017-01-20 15:30 | 557 | 547
2017-01-20 16:00 | 619 | 605
2017-01-20 16:30 | 591 | 572
2017-01-20 17:00 | 646 | 632
2017-01-20 17:30 | 658 | 645
2017-01-20 18:00 | 623 | 606
2017-01-20 18:30 | 606 | 588
2017-01-20 19:00 | 609 | 592
2017-01-20 19:30 | 625 | 609
2017-01-20 20:00 | 609 | 592
2017-01-20 20:30 | 632 | 616
2017-01-20 21:00 | 582 | 562
2017-01-20 21:30 | 538 | 520
2017-01-20 22:00 | 490 | 476
2017-01-20 22:30 | 416 | 394
2017-01-20 23:00 | 371 | 345
2017-01-20 23:30 | 337 | 306
2017-01-21 | 331 | 300
2017-01-21 00:30 | 328 | 296
2017-01-21 01:00 | 305 | 268
2017-01-21 01:30 | 288 | 248
2017-01-21 02:00 | 286 | 246
2017-01-21 02:30 | 296 | 257
2017-01-21 03:00 | 301 | 262
2017-01-21 03:30 | 312 | 277
2017-01-21 04:00 | 335 | 303
2017-01-21 04:30 | 315 | 281
2017-01-21 05:00 | 313 | 279
2017-01-21 05:30 | 315 | 281
2017-01-21 06:00 | 320 | 286
2017-01-21 06:30 | 319 | 286
2017-01-21 07:00 | 357 | 328
2017-01-21 07:30 | 395 | 371
2017-01-21 08:00 | 419 | 398
2017-01-21 08:30 | 456 | 438
2017-01-21 09:00 | 461 | 445
2017-01-21 09:30 | 451 | 434
2017-01-21 10:00 | 440 | 423
2017-01-21 10:30 | 441 | 424
2017-01-21 11:00 | 445 | 429
2017-01-21 11:30 | 453 | 437
2017-01-21 12:00 | 442 | 425
2017-01-21 12:30 | 415 | 397
2017-01-21 13:00 | 411 | 393
2017-01-21 13:30 | 406 | 388
2017-01-21 14:00 | 414 | 396
2017-01-21 14:30 | 378 | 357
2017-01-21 15:00 | 366 | 344
2017-01-21 15:30 | 355 | 332
2017-01-21 16:00 | 346 | 324
2017-01-21 16:30 | 334 | 310
2017-01-21 17:00 | 345 | 323
2017-01-21 17:30 | 325 | 300
2017-01-21 18:00 | 323 | 299
2017-01-21 18:30 | 307 | 281
2017-01-21 19:00 | 301 | 275
2017-01-21 19:30 | 284 | 257
2017-01-21 20:00 | 268 | 238
2017-01-21 20:30 | 271 | 242
2017-01-21 21:00 | 255 | 223
2017-01-21 21:30 | 253 | 221
2017-01-21 22:00 | 267 | 234
2017-01-21 22:30 | 228 | 186
2017-01-21 23:00 | 199 | 147
2017-01-21 23:30 | 194 | 139
2017-01-22 | 205 | 152
2017-01-22 00:30 | 200 | 144
2017-01-22 01:00 | 203 | 148
2017-01-22 01:30 | 225 | 173
2017-01-22 02:00 | 233 | 183
2017-01-22 02:30 | 249 | 202
2017-01-22 03:00 | 254 | 208
2017-01-22 03:30 | 261 | 216
2017-01-22 04:00 | 270 | 227
2017-01-22 04:30 | 260 | 215
2017-01-22 05:00 | 257 | 211
2017-01-22 05:30 | 256 | 210
2017-01-22 06:00 | 269 | 226
2017-01-22 06:30 | 282 | 241
2017-01-22 07:00 | 267 | 223
2017-01-22 07:30 | 293 | 254
2017-01-22 08:00 | 312 | 276
2017-01-22 08:30 | 322 | 289
2017-01-22 09:00 | 314 | 281
2017-01-22 09:30 | 304 | 274
2017-01-22 10:00 | 301 | 270
2017-01-22 10:30 | 334 | 306
2017-01-22 11:00 | 324 | 295
2017-01-22 11:30 | 335 | 307
2017-01-22 12:00 | 336 | 310
2017-01-22 12:30 | 322 | 295
2017-01-22 13:00 | 352 | 327
2017-01-22 13:30 | 387 | 366
2017-01-22 14:00 | 373 | 350
2017-01-22 14:30 | 377 | 356
2017-01-22 15:00 | 373 | 352
2017-01-22 15:30 | 367 | 347
2017-01-22 16:00 | 361 | 341
2017-01-22 16:30 | 345 | 323
2017-01-22 17:00 | 351 | 330
2017-01-22 17:30 | 344 | 322
2017-01-22 18:00 | 373 | 353
2017-01-22 18:30 | 365 | 345
2017-01-22 19:00 | 368 | 349
2017-01-22 19:30 | 393 | 376
2017-01-22 20:00 | 370 | 351
2017-01-22 20:30 | 365 | 345
2017-01-22 21:00 | 378 | 359
2017-01-22 21:30 | 377 | 356
2017-01-22 22:00 | 380 | 356
2017-01-22 22:30 | 313 | 283
2017-01-22 23:00 | 251 | 211
2017-01-22 23:30 | 230 | 186
2017-01-23 | 224 | 178
2017-01-23 00:30 | 238 | 192
2017-01-23 01:00 | 240 | 190
2017-01-23 01:30 | 233 | 179
2017-01-23 02:00 | 234 | 175
2017-01-23 02:30 | 229 | 161
2017-01-23 03:00 | 239 | 175
2017-01-23 03:30 | 249 | 188
2017-01-23 04:00 | 259 | 201
2017-01-23 04:30 | 276 | 223
2017-01-23 05:00 | 284 | 232
2017-01-23 05:30 | 272 | 218
2017-01-23 06:00 | 266 | 213
2017-01-23 06:30 | 268 | 219
2017-01-23 07:00 | 248 | 195
2017-01-23 07:30 | 269 | 224
2017-01-23 08:00 | 336 | 305
2017-01-23 08:30 | 338 | 308
2017-01-23 09:00 | 344 | 315
2017-01-23 09:30 | 349 | 320
2017-01-23 10:00 | 372 | 348
2017-01-23 10:30 | 380 | 358
2017-01-23 11:00 | 357 | 334
2017-01-23 11:30 | 348 | 325
2017-01-23 12:00 | 343 | 319
2017-01-23 12:30 | 363 | 341
2017-01-23 13:00 | 380 | 360
2017-01-23 13:30 | 383 | 364
2017-01-23 14:00 | 383 | 363
2017-01-23 14:30 | 377 | 357
2017-01-23 15:00 | 383 | 364
2017-01-23 15:30 | 375 | 355
2017-01-23 16:00 | 389 | 370
2017-01-23 16:30 | 418 | 401
2017-01-23 17:00 | 397 | 379
2017-01-23 17:30 | 378 | 360
2017-01-23 18:00 | 392 | 374
2017-01-23 18:30 | 374 | 355
2017-01-23 19:00 | 379 | 361
2017-01-23 19:30 | 363 | 344
2017-01-23 20:00 | 357 | 338
2017-01-23 20:30 | 352 | 331
2017-01-23 21:00 | 355 | 334
2017-01-23 21:30 | 361 | 340
2017-01-23 22:00 | 369 | 347
2017-01-23 22:30 | 287 | 257
2017-01-23 23:00 | 239 | 200
2017-01-23 23:30 | 230 | 185
2017-01-24 | 199 | 146
2017-01-24 00:30 | 178 | 117
2017-01-24 01:00 | 177 | 112
2017-01-24 01:30 | 186 | 124
2017-01-24 02:00 | 191 | 131
2017-01-24 02:30 | 202 | 148
2017-01-24 03:00 | 215 | 164
2017-01-24 03:30 | 225 | 176
2017-01-24 04:00 | 224 | 174
2017-01-24 04:30 | 219 | 170
2017-01-24 05:00 | 215 | 164
2017-01-24 05:30 | 244 | 200
2017-01-24 06:00 | 235 | 189
2017-01-24 06:30 | 259 | 218
2017-01-24 07:00 | 241 | 197
2017-01-24 07:30 | 259 | 219
2017-01-24 08:00 | 313 | 282
2017-01-24 08:30 | 320 | 291
2017-01-24 09:00 | 348 | 322
2017-01-24 09:30 | 343 | 316
2017-01-24 10:00 | 372 | 347
2017-01-24 10:30 | 369 | 344
2017-01-24 11:00 | 363 | 339
2017-01-24 11:30 | 379 | 355
2017-01-24 12:00 | 388 | 366
2017-01-24 12:30 | 401 | 379
2017-01-24 13:00 | 439 | 421
2017-01-24 13:30 | 478 | 464
2017-01-24 14:00 | 473 | 461
2017-01-24 14:30 | 480 | 468
2017-01-24 15:00 | 466 | 454
2017-01-24 15:30 | 474 | 462
2017-01-24 16:00 | 494 | 483
2017-01-24 16:30 | 501 | 490
2017-01-24 17:00 | 536 | 528
2017-01-24 17:30 | 507 | 496
2017-01-24 18:00 | 510 | 499
2017-01-24 18:30 | 499 | 487
2017-01-24 19:00 | 503 | 491
2017-01-24 19:30 | 500 | 488
2017-01-24 20:00 | 495 | 483
2017-01-24 20:30 | 459 | 445
2017-01-24 21:00 | 384 | 365
2017-01-24 21:30 | 342 | 318
2017-01-24 22:00 | 311 | 284
2017-01-24 22:30 | 284 | 253
2017-01-24 23:00 | 261 | 225
2017-01-24 23:30 | 261 | 223
2017-01-25 | 258 | 215
2017-01-25 00:30 | 223 | 166
2017-01-25 01:00 | 223 | 164
2017-01-25 01:30 | 219 | 158
2017-01-25 02:00 | 220 | 160
2017-01-25 02:30 | 225 | 168
2017-01-25 03:00 | 237 | 184
2017-01-25 03:30 | 239 | 193
2017-01-25 04:00 | 236 | 188
2017-01-25 04:30 | 222 | 171
2017-01-25 05:00 | 225 | 175
2017-01-25 05:30 | 240 | 193
2017-01-25 06:00 | 249 | 206
2017-01-25 06:30 | 272 | 233
2017-01-25 07:00 | 255 | 214
2017-01-25 07:30 | 324 | 294
2017-01-25 08:00 | 370 | 348
2017-01-25 08:30 | 387 | 368
2017-01-25 09:00 | 399 | 382
2017-01-25 09:30 | 387 | 370
2017-01-25 10:00 | 404 | 389
2017-01-25 10:30 | 380 | 363
2017-01-25 11:00 | 400 | 384
2017-01-25 11:30 | 425 | 410
2017-01-25 12:00 | 425 | 410
2017-01-25 12:30 | 452 | 438
2017-01-25 13:00 | 489 | 477
2017-01-25 13:30 | 484 | 472
2017-01-25 14:00 | 500 | 485
2017-01-25 14:30 | 500 | 477
2017-01-25 15:00 | 505 | 483
2017-01-25 15:30 | 486 | 463
2017-01-25 16:00 | 496 | 473
2017-01-25 16:30 | 532 | 513
2017-01-25 17:00 | 519 | 499
2017-01-25 17:30 | 502 | 479
2017-01-25 18:00 | 462 | 434
2017-01-25 18:30 | 466 | 438
2017-01-25 19:00 | 472 | 445
2017-01-25 19:30 | 486 | 460
2017-01-25 20:00 | 465 | 437
2017-01-25 20:30 | 445 | 415
2017-01-25 21:00 | 412 | 379
2017-01-25 21:30 | 394 | 374
2017-01-25 22:00 | 355 | 332
2017-01-25 22:30 | 316 | 289
2017-01-25 23:00 | 275 | 242
2017-01-25 23:30 | 255 | 215
2017-01-26 | 235 | 191
2017-01-26 00:30 | 219 | 170
2017-01-26 01:00 | 192 | 132
2017-01-26 01:30 | 185 | 121
2017-01-26 02:00 | 187 | 124
2017-01-26 02:30 | 187 | 124
2017-01-26 03:00 | 195 | 135
2017-01-26 03:30 | 196 | 137
2017-01-26 04:00 | 214 | 160
2017-01-26 04:30 | 228 | 177
2017-01-26 05:00 | 223 | 170
2017-01-26 05:30 | 234 | 184
2017-01-26 06:00 | 230 | 179
2017-01-26 06:30 | 222 | 168
2017-01-26 07:00 | 198 | 139
2017-01-26 07:30 | 220 | 168
2017-01-26 08:00 | 243 | 202
2017-01-26 08:30 | 240 | 197
2017-01-26 09:00 | 253 | 216
2017-01-26 09:30 | 273 | 239
2017-01-26 10:00 | 286 | 255
2017-01-26 10:30 | 291 | 261
2017-01-26 11:00 | 294 | 265
2017-01-26 11:30 | 282 | 251
2017-01-26 12:00 | 295 | 267
2017-01-26 12:30 | 306 | 279
2017-01-26 13:00 | 303 | 275
2017-01-26 13:30 | 288 | 258
2017-01-26 14:00 | 297 | 269
2017-01-26 14:30 | 302 | 275
2017-01-26 15:00 | 305 | 279
2017-01-26 15:30 | 329 | 304
2017-01-26 16:00 | 316 | 290
2017-01-26 16:30 | 343 | 320
2017-01-26 17:00 | 392 | 375
2017-01-26 17:30 | 373 | 354
2017-01-26 18:00 | 370 | 350
2017-01-26 18:30 | 365 | 345
2017-01-26 19:00 | 381 | 362
2017-01-26 19:30 | 371 | 352
2017-01-26 20:00 | 366 | 346
2017-01-26 20:30 | 350 | 330
2017-01-26 21:00 | 344 | 322
2017-01-26 21:30 | 358 | 338
2017-01-26 22:00 | 318 | 294
2017-01-26 22:30 | 259 | 223
2017-01-26 23:00 | 216 | 166
2017-01-26 23:30 | 221 | 171
2017-01-27 | 193 | 132
2017-01-27 00:30 | 188 | 125
2017-01-27 01:00 | 186 | 124
2017-01-27 01:30 | 172 | 99
2017-01-27 02:00 | 172 | 99
2017-01-27 02:30 | 174 | 103
2017-01-27 03:00 | 185 | 120
2017-01-27 03:30 | 189 | 125
2017-01-27 04:00 | 202 | 144
2017-01-27 04:30 | 199 | 142
2017-01-27 05:00 | 207 | 152
2017-01-27 05:30 | 202 | 147
2017-01-27 06:00 | 212 | 159
2017-01-27 06:30 | 221 | 172
2017-01-27 07:00 | 228 | 182
2017-01-27 07:30 | 277 | 242
2017-01-27 08:00 | 329 | 299
2017-01-27 08:30 | 335 | 308
2017-01-27 09:00 | 321 | 294
2017-01-27 09:30 | 314 | 289
2017-01-27 10:00 | 320 | 294
2017-01-27 10:30 | 327 | 303
2017-01-27 11:00 | 382 | 364
2017-01-27 11:30 | 361 | 341
2017-01-27 12:00 | 309 | 284
2017-01-27 12:30 | 320 | 295
2017-01-27 13:00 | 347 | 325
2017-01-27 13:30 | 363 | 342
2017-01-27 14:00 | 350 | 329
2017-01-27 14:30 | 353 | 332
2017-01-27 15:00 | 307 | 282
2017-01-27 15:30 | 344 | 322
2017-01-27 16:00 | 369 | 348
2017-01-27 16:30 | 383 | 363
2017-01-27 17:00 | 400 | 382
2017-01-27 17:30 | 360 | 340
2017-01-27 18:00 | 341 | 319
2017-01-27 18:30 | 332 | 310
2017-01-27 19:00 | 331 | 310
2017-01-27 19:30 | 315 | 294
2017-01-27 20:00 | 300 | 278
2017-01-27 20:30 | 303 | 281
2017-01-27 21:00 | 313 | 290
2017-01-27 21:30 | 309 | 286
2017-01-27 22:00 | 306 | 282
2017-01-27 22:30 | 247 | 206
2017-01-27 23:00 | 218 | 163
2017-01-27 23:30 | 192 | 125
2017-01-28 | 186 | 117
2017-01-28 00:30 | 188 | 119
2017-01-28 01:00 | 173 | 96
2017-01-28 01:30 | 174 | 93
2017-01-28 02:00 | 169 | 88
2017-01-28 02:30 | 179 | 104
2017-01-28 03:00 | 189 | 118
2017-01-28 03:30 | 191 | 121
2017-01-28 04:00 | 190 | 119
2017-01-28 04:30 | 193 | 124
2017-01-28 05:00 | 191 | 123
2017-01-28 05:30 | 191 | 123
2017-01-28 06:00 | 205 | 144
2017-01-28 06:30 | 220 | 170
2017-01-28 07:00 | 200 | 144
2017-01-28 07:30 | 216 | 167
2017-01-28 08:00 | 240 | 197
2017-01-28 08:30 | 303 | 272
2017-01-28 09:00 | 318 | 287
2017-01-28 09:30 | 312 | 283
2017-01-28 10:00 | 323 | 295
2017-01-28 10:30 | 295 | 264
2017-01-28 11:00 | 302 | 273
2017-01-28 11:30 | 306 | 277
2017-01-28 12:00 | 291 | 261
2017-01-28 12:30 | 301 | 272
2017-01-28 13:00 | 310 | 281
2017-01-28 13:30 | 313 | 285
2017-01-28 14:00 | 316 | 289
2017-01-28 14:30 | 321 | 295
2017-01-28 15:00 | 319 | 293
2017-01-28 15:30 | 324 | 298
2017-01-28 16:00 | 330 | 304
2017-01-28 16:30 | 325 | 299
2017-01-28 17:00 | 315 | 289
2017-01-28 17:30 | 336 | 313
2017-01-28 18:00 | 345 | 322
2017-01-28 18:30 | 334 | 310
2017-01-28 19:00 | 339 | 316
2017-01-28 19:30 | 309 | 283
2017-01-28 20:00 | 294 | 266
2017-01-28 20:30 | 284 | 255
2017-01-28 21:00 | 272 | 242
2017-01-28 21:30 | 279 | 249
2017-01-28 22:00 | 252 | 217
2017-01-28 22:30 | 214 | 170
2017-01-28 23:00 | 205 | 156
2017-01-28 23:30 | 209 | 159
2017-01-29 | 208 | 153
2017-01-29 00:30 | 197 | 137
2017-01-29 01:00 | 184 | 116
2017-01-29 01:30 | 179 | 107
2017-01-29 02:00 | 183 | 113
2017-01-29 02:30 | 187 | 117
2017-01-29 03:00 | 208 | 147
2017-01-29 03:30 | 212 | 153
2017-01-29 04:00 | 226 | 170
2017-01-29 04:30 | 222 | 164
2017-01-29 05:00 | 199 | 130
2017-01-29 05:30 | 193 | 119
2017-01-29 06:00 | 197 | 124
2017-01-29 06:30 | 199 | 133
2017-01-29 07:00 | 183 | 110
2017-01-29 07:30 | 201 | 139
2017-01-29 08:00 | 216 | 160
2017-01-29 08:30 | 226 | 174
2017-01-29 09:00 | 255 | 211
2017-01-29 09:30 | 271 | 231
2017-01-29 10:00 | 295 | 260
2017-01-29 10:30 | 302 | 269
2017-01-29 11:00 | 296 | 263
2017-01-29 11:30 | 283 | 249
2017-01-29 12:00 | 309 | 277
2017-01-29 12:30 | 320 | 290
2017-01-29 13:00 | 328 | 299
2017-01-29 13:30 | 334 | 305
2017-01-29 14:00 | 338 | 310
2017-01-29 14:30 | 336 | 309
2017-01-29 15:00 | 339 | 312
2017-01-29 15:30 | 328 | 300
2017-01-29 16:00 | 341 | 315
2017-01-29 16:30 | 383 | 362
2017-01-29 17:00 | 356 | 332
2017-01-29 17:30 | 395 | 373
2017-01-29 18:00 | 380 | 358
2017-01-29 18:30 | 364 | 342
2017-01-29 19:00 | 401 | 382
2017-01-29 19:30 | 427 | 409
2017-01-29 20:00 | 428 | 409
2017-01-29 20:30 | 400 | 378
2017-01-29 21:00 | 385 | 362
2017-01-29 21:30 | 338 | 309
2017-01-29 22:00 | 306 | 271
2017-01-29 22:30 | 250 | 206
2017-01-29 23:00 | 227 | 175
2017-01-29 23:30 | 208 | 151
2017-01-30 | 193 | 128
2017-01-30 00:30 | 180 | 109
2017-01-30 01:00 | 171 | 100
2017-01-30 01:30 | 189 | 124
2017-01-30 02:00 | 200 | 140
2017-01-30 02:30 | 208 | 151
2017-01-30 03:00 | 212 | 155
2017-01-30 03:30 | 216 | 160
2017-01-30 04:00 | 220 | 168
2017-01-30 04:30 | 219 | 167
2017-01-30 05:00 | 233 | 185
2017-01-30 05:30 | 210 | 157
2017-01-30 06:00 | 220 | 170
2017-01-30 06:30 | 255 | 214
2017-01-30 07:00 | 267 | 232
2017-01-30 07:30 | 304 | 274
2017-01-30 08:00 | 335 | 309
2017-01-30 08:30 | 356 | 331
2017-01-30 09:00 | 400 | 379
2017-01-30 09:30 | 384 | 362
2017-01-30 10:00 | 363 | 340
2017-01-30 10:30 | 349 | 325
2017-01-30 11:00 | 354 | 332
2017-01-30 11:30 | 369 | 347
2017-01-30 12:00 | 387 | 367
2017-01-30 12:30 | 394 | 376
2017-01-30 13:00 | 388 | 370
2017-01-30 13:30 | 404 | 386
2017-01-30 14:00 | 414 | 398
2017-01-30 14:30 | 461 | 447
2017-01-30 15:00 | 486 | 473
2017-01-30 15:30 | 530 | 519
2017-01-30 16:00 | 560 | 539
2017-01-30 16:30 | 539 | 517
2017-01-30 17:00 | 577 | 559
2017-01-30 17:30 | 549 | 529
2017-01-30 18:00 | 528 | 505
2017-01-30 18:30 | 532 | 510
2017-01-30 19:00 | 532 | 510
2017-01-30 19:30 | 519 | 496
2017-01-30 20:00 | 462 | 445
2017-01-30 20:30 | 443 | 427
2017-01-30 21:00 | 408 | 388
2017-01-30 21:30 | 382 | 361
2017-01-30 22:00 | 368 | 346
2017-01-30 22:30 | 294 | 262
2017-01-30 23:00 | 240 | 193
2017-01-30 23:30 | 199 | 138
2017-01-31 | 210 | 154
2017-01-31 00:30 | 272 | 232
2017-01-31 01:00 | 277 | 236
2017-01-31 01:30 | 272 | 231
2017-01-31 02:00 | 265 | 222
2017-01-31 02:30 | 273 | 231
2017-01-31 03:00 | 285 | 245
2017-01-31 03:30 | 284 | 244
2017-01-31 04:00 | 277 | 235
2017-01-31 04:30 | 242 | 193
2017-01-31 05:00 | 239 | 189
2017-01-31 05:30 | 231 | 180
2017-01-31 06:00 | 222 | 169
2017-01-31 06:30 | 275 | 236
2017-01-31 07:00 | 262 | 224
2017-01-31 07:30 | 242 | 202
2017-01-31 08:00 | 306 | 277
2017-01-31 08:30 | 337 | 312
2017-01-31 09:00 | 355 | 330
2017-01-31 09:30 | 333 | 307
2017-01-31 10:00 | 315 | 287
2017-01-31 10:30 | 305 | 280
2017-01-31 11:00 | 342 | 320
2017-01-31 11:30 | 353 | 332
2017-01-31 12:00 | 353 | 332
2017-01-31 12:30 | 347 | 326
2017-01-31 13:00 | 354 | 333
2017-01-31 13:30 | 364 | 344
2017-01-31 14:00 | 367 | 348
2017-01-31 14:30 | 385 | 367
2017-01-31 15:00 | 401 | 384
2017-01-31 15:30 | 451 | 438
2017-01-31 16:00 | 503 | 493
2017-01-31 16:30 | 503 | 481
2017-01-31 17:00 | 520 | 497
2017-01-31 17:30 | 526 | 504
2017-01-31 18:00 | 502 | 477
2017-01-31 18:30 | 535 | 515
2017-01-31 19:00 | 518 | 507
2017-01-31 19:30 | 529 | 519
2017-01-31 20:00 | 495 | 482
2017-01-31 20:30 | 437 | 421
2017-01-31 21:00 | 382 | 361
2017-01-31 21:30 | 347 | 325
2017-01-31 22:00 | 326 | 299
2017-01-31 22:30 | 331 | 303
2017-01-31 23:00 | 318 | 285
2017-01-31 23:30 | 262 | 218
2017-02-01 | 224 | 171
2017-02-01 00:30 | 195 | 132
2017-02-01 01:00 | 183 | 112
2017-02-01 01:30 | 170 | 74
2017-02-01 02:00 | 180 | 88
2017-02-01 02:30 | 184 | 98
2017-02-01 03:00 | 207 | 132
2017-02-01 03:30 | 237 | 176
2017-02-01 04:00 | 247 | 191
2017-02-01 04:30 | 240 | 187
2017-02-01 05:00 | 236 | 189
2017-02-01 05:30 | 251 | 207
2017-02-01 06:00 | 258 | 215
2017-02-01 06:30 | 271 | 231
2017-02-01 07:00 | 269 | 231
2017-02-01 07:30 | 286 | 256
2017-02-01 08:00 | 308 | 283
2017-02-01 08:30 | 312 | 288
2017-02-01 09:00 | 300 | 275
2017-02-01 09:30 | 296 | 273
2017-02-01 10:00 | 347 | 326
2017-02-01 10:30 | 396 | 379
2017-02-01 11:00 | 433 | 418
2017-02-01 11:30 | 432 | 417
2017-02-01 12:00 | 429 | 415
2017-02-01 12:30 | 452 | 440
2017-02-01 13:00 | 452 | 439
2017-02-01 13:30 | 481 | 470
2017-02-01 14:00 | 516 | 504
2017-02-01 14:30 | 548 | 528
2017-02-01 15:00 | 568 | 550
2017-02-01 15:30 | 611 | 596
2017-02-01 16:00 | 604 | 588
2017-02-01 16:30 | 650 | 636
2017-02-01 17:00 | 726 | 713
2017-02-01 17:30 | 674 | 658
2017-02-01 18:00 | 620 | 604
2017-02-01 18:30 | 633 | 618
2017-02-01 19:00 | 636 | 622
2017-02-01 19:30 | 605 | 594
2017-02-01 20:00 | 567 | 558
2017-02-01 20:30 | 517 | 505
2017-02-01 21:00 | 482 | 468
2017-02-01 21:30 | 470 | 456
2017-02-01 22:00 | 444 | 426
2017-02-01 22:30 | 385 | 360
2017-02-01 23:00 | 300 | 264
2017-02-01 23:30 | 281 | 238
2017-02-02 | 269 | 224
2017-02-02 00:30 | 288 | 248
2017-02-02 01:00 | 286 | 249
2017-02-02 01:30 | 273 | 233
2017-02-02 02:00 | 296 | 259
2017-02-02 02:30 | 306 | 270
2017-02-02 03:00 | 361 | 332
2017-02-02 03:30 | 366 | 337
2017-02-02 04:00 | 362 | 332
2017-02-02 04:30 | 354 | 323
2017-02-02 05:00 | 342 | 310
2017-02-02 05:30 | 349 | 317
2017-02-02 06:00 | 313 | 276
2017-02-02 06:30 | 302 | 267
2017-02-02 07:00 | 277 | 239
2017-02-02 07:30 | 293 | 258
2017-02-02 08:00 | 331 | 302
2017-02-02 08:30 | 353 | 326
2017-02-02 09:00 | 365 | 341
2017-02-02 09:30 | 328 | 301
2017-02-02 10:00 | 372 | 349
2017-02-02 10:30 | 378 | 356
2017-02-02 11:00 | 386 | 365
2017-02-02 11:30 | 393 | 373
2017-02-02 12:00 | 421 | 404
2017-02-02 12:30 | 432 | 416
2017-02-02 13:00 | 438 | 422
2017-02-02 13:30 | 493 | 481
2017-02-02 14:00 | 528 | 511
2017-02-02 14:30 | 566 | 546
2017-02-02 15:00 | 613 | 597
2017-02-02 15:30 | 640 | 626
2017-02-02 16:00 | 677 | 666
2017-02-02 16:30 | 683 | 669
2017-02-02 17:00 | 698 | 685
2017-02-02 17:30 | 692 | 677
2017-02-02 18:00 | 665 | 655
2017-02-02 18:30 | 625 | 616
2017-02-02 19:00 | 644 | 636
2017-02-02 19:30 | 634 | 626
2017-02-02 20:00 | 598 | 586
2017-02-02 20:30 | 555 | 540
2017-02-02 21:00 | 518 | 501
2017-02-02 21:30 | 507 | 490
2017-02-02 22:00 | 491 | 472
2017-02-02 22:30 | 421 | 397
2017-02-02 23:00 | 291 | 257
2017-02-02 23:30 | 254 | 213
2017-02-03 | 252 | 206
2017-02-03 00:30 | 289 | 250
2017-02-03 01:00 | 299 | 261
2017-02-03 01:30 | 302 | 264
2017-02-03 02:00 | 300 | 261
2017-02-03 02:30 | 291 | 251
2017-02-03 03:00 | 286 | 245
2017-02-03 03:30 | 273 | 231
2017-02-03 04:00 | 267 | 222
2017-02-03 04:30 | 281 | 239
2017-02-03 05:00 | 281 | 239
2017-02-03 05:30 | 291 | 251
2017-02-03 06:00 | 301 | 261
2017-02-03 06:30 | 342 | 310
2017-02-03 07:00 | 325 | 290
2017-02-03 07:30 | 364 | 336
2017-02-03 08:00 | 433 | 411
2017-02-03 08:30 | 402 | 380
2017-02-03 09:00 | 427 | 407
2017-02-03 09:30 | 435 | 415
2017-02-03 10:00 | 458 | 442
2017-02-03 10:30 | 448 | 432
2017-02-03 11:00 | 444 | 428
2017-02-03 11:30 | 486 | 473
2017-02-03 12:00 | 483 | 469
2017-02-03 12:30 | 496 | 483
2017-02-03 13:00 | 511 | 497
2017-02-03 13:30 | 514 | 498
2017-02-03 14:00 | 518 | 503
2017-02-03 14:30 | 526 | 511
2017-02-03 15:00 | 525 | 510
2017-02-03 15:30 | 523 | 508
2017-02-03 16:00 | 538 | 524
2017-02-03 16:30 | 544 | 530
2017-02-03 17:00 | 607 | 598
2017-02-03 17:30 | 571 | 559
2017-02-03 18:00 | 555 | 542
2017-02-03 18:30 | 549 | 536
2017-02-03 19:00 | 544 | 531
2017-02-03 19:30 | 537 | 523
2017-02-03 20:00 | 528 | 514
2017-02-03 20:30 | 536 | 521
2017-02-03 21:00 | 507 | 491
2017-02-03 21:30 | 499 | 482
2017-02-03 22:00 | 502 | 484
2017-02-03 22:30 | 395 | 365
2017-02-03 23:00 | 284 | 238
2017-02-03 23:30 | 242 | 184
2017-02-04 | 219 | 166
2017-02-04 00:30 | 232 | 187
2017-02-04 01:00 | 244 | 201
2017-02-04 01:30 | 239 | 194
2017-02-04 02:00 | 236 | 190
2017-02-04 02:30 | 243 | 198
2017-02-04 03:00 | 292 | 255
2017-02-04 03:30 | 307 | 272
2017-02-04 04:00 | 309 | 274
2017-02-04 04:30 | 268 | 226
2017-02-04 05:00 | 268 | 226
2017-02-04 05:30 | 259 | 216
2017-02-04 06:00 | 253 | 209
2017-02-04 06:30 | 240 | 191
2017-02-04 07:00 | 226 | 176
2017-02-04 07:30 | 252 | 209
2017-02-04 08:00 | 319 | 287
2017-02-04 08:30 | 332 | 302
2017-02-04 09:00 | 357 | 329
2017-02-04 09:30 | 329 | 299
2017-02-04 10:00 | 330 | 301
2017-02-04 10:30 | 317 | 286
2017-02-04 11:00 | 317 | 286
2017-02-04 11:30 | 339 | 310
2017-02-04 12:00 | 343 | 315
2017-02-04 12:30 | 382 | 357
2017-02-04 13:00 | 404 | 380
2017-02-04 13:30 | 419 | 397
2017-02-04 14:00 | 430 | 409
2017-02-04 14:30 | 448 | 430
2017-02-04 15:00 | 475 | 459
2017-02-04 15:30 | 498 | 484
2017-02-04 16:00 | 511 | 497
2017-02-04 16:30 | 490 | 475
2017-02-04 17:00 | 484 | 469
2017-02-04 17:30 | 477 | 462
2017-02-04 18:00 | 470 | 454
2017-02-04 18:30 | 473 | 458
2017-02-04 19:00 | 502 | 490
2017-02-04 19:30 | 466 | 452
2017-02-04 20:00 | 471 | 456
2017-02-04 20:30 | 465 | 449
2017-02-04 21:00 | 436 | 418
2017-02-04 21:30 | 427 | 408
2017-02-04 22:00 | 439 | 420
2017-02-04 22:30 | 376 | 354
2017-02-04 23:00 | 273 | 239
2017-02-04 23:30 | 257 | 221
2017-02-05 | 238 | 196
2017-02-05 00:30 | 249 | 202
2017-02-05 01:00 | 250 | 203
2017-02-05 01:30 | 254 | 208
2017-02-05 02:00 | 259 | 214
2017-02-05 02:30 | 263 | 220
2017-02-05 03:00 | 273 | 232
2017-02-05 03:30 | 276 | 235
2017-02-05 04:00 | 277 | 236
2017-02-05 04:30 | 269 | 226
2017-02-05 05:00 | 253 | 208
2017-02-05 05:30 | 257 | 212
2017-02-05 06:00 | 274 | 232
2017-02-05 06:30 | 299 | 262
2017-02-05 07:00 | 300 | 263
2017-02-05 07:30 | 309 | 273
2017-02-05 08:00 | 348 | 317
2017-02-05 08:30 | 371 | 343
2017-02-05 09:00 | 386 | 358
2017-02-05 09:30 | 383 | 355
2017-02-05 10:00 | 403 | 378
2017-02-05 10:30 | 391 | 365
2017-02-05 11:00 | 385 | 359
2017-02-05 11:30 | 373 | 346
2017-02-05 12:00 | 361 | 333
2017-02-05 12:30 | 373 | 347
2017-02-05 13:00 | 407 | 383
2017-02-05 13:30 | 431 | 409
2017-02-05 14:00 | 480 | 464
2017-02-05 14:30 | 490 | 475
2017-02-05 15:00 | 518 | 506
2017-02-05 15:30 | 506 | 494
2017-02-05 16:00 | 503 | 490
2017-02-05 16:30 | 499 | 486
2017-02-05 17:00 | 469 | 454
2017-02-05 17:30 | 498 | 484
2017-02-05 18:00 | 506 | 493
2017-02-05 18:30 | 510 | 498
2017-02-05 19:00 | 525 | 513
2017-02-05 19:30 | 522 | 510
2017-02-05 20:00 | 493 | 479
2017-02-05 20:30 | 510 | 496
2017-02-05 21:00 | 474 | 457
2017-02-05 21:30 | 421 | 400
2017-02-05 22:00 | 405 | 383
2017-02-05 22:30 | 324 | 294
2017-02-05 23:00 | 232 | 188
2017-02-05 23:30 | 236 | 193
2017-02-06 | 219 | 172
2017-02-06 00:30 | 262 | 223
2017-02-06 01:00 | 305 | 271
2017-02-06 01:30 | 329 | 298
2017-02-06 02:00 | 348 | 319
2017-02-06 02:30 | 360 | 332
2017-02-06 03:00 | 373 | 345
2017-02-06 03:30 | 371 | 343
2017-02-06 04:00 | 371 | 344
2017-02-06 04:30 | 374 | 347
2017-02-06 05:00 | 374 | 347
2017-02-06 05:30 | 375 | 347
2017-02-06 06:00 | 348 | 318
2017-02-06 06:30 | 305 | 271
2017-02-06 07:00 | 280 | 246
2017-02-06 07:30 | 319 | 289
2017-02-06 08:00 | 428 | 408
2017-02-06 08:30 | 464 | 448
2017-02-06 09:00 | 484 | 469
2017-02-06 09:30 | 465 | 450
2017-02-06 10:00 | 480 | 465
2017-02-06 10:30 | 478 | 463
2017-02-06 11:00 | 469 | 454
2017-02-06 11:30 | 476 | 462
2017-02-06 12:00 | 466 | 451
2017-02-06 12:30 | 478 | 464
2017-02-06 13:00 | 504 | 494
2017-02-06 13:30 | 544 | 534
2017-02-06 14:00 | 587 | 575
2017-02-06 14:30 | 617 | 607
2017-02-06 15:00 | 656 | 648
2017-02-06 15:30 | 685 | 672
2017-02-06 16:00 | 716 | 701
2017-02-06 16:30 | 719 | 704
2017-02-06 17:00 | 694 | 677
2017-02-06 17:30 | 698 | 682
2017-02-06 18:00 | 684 | 668
2017-02-06 18:30 | 639 | 618
2017-02-06 19:00 | 646 | 625
2017-02-06 19:30 | 611 | 589
2017-02-06 20:00 | 604 | 580
2017-02-06 20:30 | 573 | 546
2017-02-06 21:00 | 548 | 530
2017-02-06 21:30 | 529 | 510
2017-02-06 22:00 | 501 | 480
2017-02-06 22:30 | 441 | 414
2017-02-06 23:00 | 315 | 270
2017-02-06 23:30 | 280 | 229
2017-02-07 | 261 | 213
2017-02-07 00:30 | 275 | 231
2017-02-07 01:00 | 250 | 200
2017-02-07 01:30 | 243 | 191
2017-02-07 02:00 | 237 | 186
2017-02-07 02:30 | 253 | 205
2017-02-07 03:00 | 285 | 243
2017-02-07 03:30 | 292 | 251
2017-02-07 04:00 | 291 | 249
2017-02-07 04:30 | 322 | 284
2017-02-07 05:00 | 320 | 282
2017-02-07 05:30 | 330 | 294
2017-02-07 06:00 | 335 | 300
2017-02-07 06:30 | 355 | 323
2017-02-07 07:00 | 336 | 305
2017-02-07 07:30 | 389 | 364
2017-02-07 08:00 | 413 | 391
2017-02-07 08:30 | 451 | 431
2017-02-07 09:00 | 432 | 411
2017-02-07 09:30 | 427 | 406
2017-02-07 10:00 | 452 | 434
2017-02-07 10:30 | 453 | 435
2017-02-07 11:00 | 456 | 439
2017-02-07 11:30 | 474 | 458
2017-02-07 12:00 | 485 | 469
2017-02-07 12:30 | 499 | 478
2017-02-07 13:00 | 536 | 511
2017-02-07 13:30 | 553 | 529
2017-02-07 14:00 | 542 | 517
2017-02-07 14:30 | 591 | 571
2017-02-07 15:00 | 589 | 568
2017-02-07 15:30 | 588 | 568
2017-02-07 16:00 | 600 | 581
2017-02-07 16:30 | 623 | 605
2017-02-07 17:00 | 632 | 616
2017-02-07 17:30 | 639 | 622
2017-02-07 18:00 | 632 | 615
2017-02-07 18:30 | 572 | 551
2017-02-07 19:00 | 563 | 542
2017-02-07 19:30 | 568 | 549
2017-02-07 20:00 | 576 | 556
2017-02-07 20:30 | 550 | 528
2017-02-07 21:00 | 536 | 511
2017-02-07 21:30 | 524 | 508
2017-02-07 22:00 | 517 | 503
2017-02-07 22:30 | 430 | 409
2017-02-07 23:00 | 329 | 297
2017-02-07 23:30 | 287 | 246
2017-02-08 | 280 | 239
2017-02-08 00:30 | 298 | 259
2017-02-08 01:00 | 291 | 250
2017-02-08 01:30 | 294 | 253
2017-02-08 02:00 | 285 | 242
2017-02-08 02:30 | 301 | 262
2017-02-08 03:00 | 331 | 298
2017-02-08 03:30 | 345 | 312
2017-02-08 04:00 | 352 | 320
2017-02-08 04:30 | 334 | 299
2017-02-08 05:00 | 342 | 310
2017-02-08 05:30 | 335 | 301
2017-02-08 06:00 | 329 | 295
2017-02-08 06:30 | 357 | 327
2017-02-08 07:00 | 319 | 286
2017-02-08 07:30 | 341 | 311
2017-02-08 08:00 | 417 | 395
2017-02-08 08:30 | 432 | 412
2017-02-08 09:00 | 428 | 408
2017-02-08 09:30 | 441 | 422
2017-02-08 10:00 | 472 | 457
2017-02-08 10:30 | 465 | 449
2017-02-08 11:00 | 478 | 463
2017-02-08 11:30 | 500 | 486
2017-02-08 12:00 | 484 | 469
2017-02-08 12:30 | 478 | 464
2017-02-08 13:00 | 498 | 484
2017-02-08 13:30 | 513 | 501
2017-02-08 14:00 | 527 | 516
2017-02-08 14:30 | 521 | 511
2017-02-08 15:00 | 554 | 545
2017-02-08 15:30 | 577 | 568
2017-02-08 16:00 | 596 | 587
2017-02-08 16:30 | 595 | 578
2017-02-08 17:00 | 593 | 576
2017-02-08 17:30 | 640 | 625
2017-02-08 18:00 | 645 | 631
2017-02-08 18:30 | 616 | 599
2017-02-08 19:00 | 605 | 588
2017-02-08 19:30 | 592 | 575
2017-02-08 20:00 | 577 | 564
2017-02-08 20:30 | 582 | 573
2017-02-08 21:00 | 552 | 541
2017-02-08 21:30 | 553 | 542
2017-02-08 22:00 | 526 | 513
2017-02-08 22:30 | 438 | 420
2017-02-08 23:00 | 362 | 336
2017-02-08 23:30 | 323 | 291
2017-02-09 | 314 | 281
2017-02-09 00:30 | 308 | 274
2017-02-09 01:00 | 290 | 251
2017-02-09 01:30 | 292 | 251
2017-02-09 02:00 | 292 | 251
2017-02-09 02:30 | 307 | 268
2017-02-09 03:00 | 325 | 288
2017-02-09 03:30 | 337 | 302
2017-02-09 04:00 | 328 | 292
2017-02-09 04:30 | 352 | 318
2017-02-09 05:00 | 397 | 369
2017-02-09 05:30 | 415 | 389
2017-02-09 06:00 | 384 | 354
2017-02-09 06:30 | 380 | 350
2017-02-09 07:00 | 326 | 292
2017-02-09 07:30 | 338 | 306
2017-02-09 08:00 | 455 | 435
2017-02-09 08:30 | 478 | 461
2017-02-09 09:00 | 478 | 463
2017-02-09 09:30 | 492 | 478
2017-02-09 10:00 | 567 | 556
2017-02-09 10:30 | 587 | 576
2017-02-09 11:00 | 572 | 551
2017-02-09 11:30 | 581 | 561
2017-02-09 12:00 | 625 | 607
2017-02-09 12:30 | 629 | 612
2017-02-09 13:00 | 627 | 611
2017-02-09 13:30 | 609 | 592
2017-02-09 14:00 | 600 | 583
2017-02-09 14:30 | 627 | 611
2017-02-09 15:00 | 649 | 635
2017-02-09 15:30 | 659 | 646
2017-02-09 16:00 | 705 | 695
2017-02-09 16:30 | 705 | 695
2017-02-09 17:00 | 680 | 670
2017-02-09 17:30 | 694 | 684
2017-02-09 18:00 | 692 | 682
2017-02-09 18:30 | 697 | 687
2017-02-09 19:00 | 633 | 625
2017-02-09 19:30 | 661 | 655
2017-02-09 20:00 | 639 | 630
2017-02-09 20:30 | 644 | 635
2017-02-09 21:00 | 624 | 614
2017-02-09 21:30 | 591 | 579
2017-02-09 22:00 | 532 | 516
2017-02-09 22:30 | 469 | 448
2017-02-09 23:00 | 400 | 369
2017-02-09 23:30 | 351 | 310
2017-02-10 | 315 | 268
2017-02-10 00:30 | 319 | 273
2017-02-10 01:00 | 306 | 265
2017-02-10 01:30 | 328 | 294
2017-02-10 02:00 | 361 | 330
2017-02-10 02:30 | 359 | 329
2017-02-10 03:00 | 359 | 329
2017-02-10 03:30 | 360 | 329
2017-02-10 04:00 | 363 | 333
2017-02-10 04:30 | 361 | 330
2017-02-10 05:00 | 353 | 321
2017-02-10 05:30 | 380 | 351
2017-02-10 06:00 | 386 | 358
2017-02-10 06:30 | 402 | 375
2017-02-10 07:00 | 357 | 327
2017-02-10 07:30 | 384 | 357
2017-02-10 08:00 | 455 | 435
2017-02-10 08:30 | 514 | 492
2017-02-10 09:00 | 523 | 497
2017-02-10 09:30 | 511 | 484
2017-02-10 10:00 | 531 | 506
2017-02-10 10:30 | 525 | 499
2017-02-10 11:00 | 535 | 509
2017-02-10 11:30 | 547 | 523
2017-02-10 12:00 | 546 | 522
2017-02-10 12:30 | 545 | 520
2017-02-10 13:00 | 574 | 552
2017-02-10 13:30 | 597 | 577
2017-02-10 14:00 | 618 | 594
2017-02-10 14:30 | 646 | 624
2017-02-10 15:00 | 673 | 653
2017-02-10 15:30 | 757 | 745
2017-02-10 16:00 | 758 | 746
2017-02-10 16:30 | 715 | 701
2017-02-10 17:00 | 752 | 740
2017-02-10 17:30 | 710 | 695
2017-02-10 18:00 | 707 | 692
2017-02-10 18:30 | 665 | 650
2017-02-10 19:00 | 663 | 648
2017-02-10 19:30 | 647 | 632
2017-02-10 20:00 | 622 | 604
2017-02-10 20:30 | 616 | 598
2017-02-10 21:00 | 606 | 587
2017-02-10 21:30 | 610 | 591
2017-02-10 22:00 | 587 | 565
2017-02-10 22:30 | 492 | 464
2017-02-10 23:00 | 374 | 348
2017-02-10 23:30 | 331 | 299
2017-02-11 | 320 | 286
2017-02-11 00:30 | 333 | 300
2017-02-11 01:00 | 349 | 317
2017-02-11 01:30 | 357 | 326
2017-02-11 02:00 | 363 | 333
2017-02-11 02:30 | 355 | 323
2017-02-11 03:00 | 369 | 338
2017-02-11 03:30 | 358 | 325
2017-02-11 04:00 | 369 | 339
2017-02-11 04:30 | 380 | 351
2017-02-11 05:00 | 382 | 353
2017-02-11 05:30 | 372 | 342
2017-02-11 06:00 | 370 | 339
2017-02-11 06:30 | 391 | 362
2017-02-11 07:00 | 388 | 359
2017-02-11 07:30 | 403 | 376
2017-02-11 08:00 | 397 | 371
2017-02-11 08:30 | 411 | 386
2017-02-11 09:00 | 429 | 408
2017-02-11 09:30 | 414 | 392
2017-02-11 10:00 | 451 | 432
2017-02-11 10:30 | 470 | 452
2017-02-11 11:00 | 467 | 449
2017-02-11 11:30 | 504 | 487
2017-02-11 12:00 | 515 | 499
2017-02-11 12:30 | 506 | 492
2017-02-11 13:00 | 508 | 493
2017-02-11 13:30 | 557 | 544
2017-02-11 14:00 | 596 | 585
2017-02-11 14:30 | 625 | 614
2017-02-11 15:00 | 656 | 640
2017-02-11 15:30 | 686 | 672
2017-02-11 16:00 | 735 | 724
2017-02-11 16:30 | 735 | 725
2017-02-11 17:00 | 748 | 738
2017-02-11 17:30 | 730 | 720
2017-02-11 18:00 | 716 | 705
2017-02-11 18:30 | 681 | 667
2017-02-11 19:00 | 645 | 630
2017-02-11 19:30 | 634 | 619
2017-02-11 20:00 | 614 | 597
2017-02-11 20:30 | 570 | 549
2017-02-11 21:00 | 530 | 505
2017-02-11 21:30 | 531 | 505
2017-02-11 22:00 | 523 | 504
2017-02-11 22:30 | 456 | 437
2017-02-11 23:00 | 388 | 363
2017-02-11 23:30 | 354 | 325
2017-02-12 | 324 | 292
2017-02-12 00:30 | 310 | 275
2017-02-12 01:00 | 320 | 286
2017-02-12 01:30 | 328 | 293
2017-02-12 02:00 | 322 | 287
2017-02-12 02:30 | 318 | 282
2017-02-12 03:00 | 343 | 311
2017-02-12 03:30 | 338 | 305
2017-02-12 04:00 | 368 | 338
2017-02-12 04:30 | 384 | 356
2017-02-12 05:00 | 360 | 329
2017-02-12 05:30 | 361 | 330
2017-02-12 06:00 | 350 | 317
2017-02-12 06:30 | 357 | 325
2017-02-12 07:00 | 336 | 301
2017-02-12 07:30 | 355 | 323
2017-02-12 08:00 | 387 | 358
2017-02-12 08:30 | 423 | 398
2017-02-12 09:00 | 420 | 396
2017-02-12 09:30 | 451 | 431
2017-02-12 10:00 | 483 | 466
2017-02-12 10:30 | 470 | 452
2017-02-12 11:00 | 479 | 462
2017-02-12 11:30 | 521 | 506
2017-02-12 12:00 | 542 | 528
2017-02-12 12:30 | 603 | 587
2017-02-12 13:00 | 617 | 602
2017-02-12 13:30 | 657 | 641
2017-02-12 14:00 | 678 | 656
2017-02-12 14:30 | 683 | 661
2017-02-12 15:00 | 691 | 670
2017-02-12 15:30 | 687 | 666
2017-02-12 16:00 | 691 | 671
2017-02-12 16:30 | 672 | 651
2017-02-12 17:00 | 693 | 675
2017-02-12 17:30 | 703 | 687
2017-02-12 18:00 | 705 | 689
2017-02-12 18:30 | 717 | 702
2017-02-12 19:00 | 701 | 685
2017-02-12 19:30 | 681 | 665
2017-02-12 20:00 | 657 | 639
2017-02-12 20:30 | 624 | 602
2017-02-12 21:00 | 623 | 600
2017-02-12 21:30 | 591 | 565
2017-02-12 22:00 | 513 | 489
2017-02-12 22:30 | 490 | 469
2017-02-12 23:00 | 383 | 351
2017-02-12 23:30 | 334 | 302
2017-02-13 | 318 | 286
2017-02-13 00:30 | 348 | 320
2017-02-13 01:00 | 436 | 416
2017-02-13 01:30 | 448 | 428
2017-02-13 02:00 | 442 | 422
2017-02-13 02:30 | 479 | 462
2017-02-13 03:00 | 505 | 489
2017-02-13 03:30 | 507 | 491
2017-02-13 04:00 | 466 | 447
2017-02-13 04:30 | 411 | 388
2017-02-13 05:00 | 386 | 361
2017-02-13 05:30 | 393 | 368
2017-02-13 06:00 | 423 | 401
2017-02-13 06:30 | 436 | 415
2017-02-13 07:00 | 443 | 425
2017-02-13 07:30 | 496 | 482
2017-02-13 08:00 | 541 | 528
2017-02-13 08:30 | 558 | 546
2017-02-13 09:00 | 578 | 560
2017-02-13 09:30 | 556 | 532
2017-02-13 10:00 | 589 | 569
2017-02-13 10:30 | 602 | 583
2017-02-13 11:00 | 600 | 582
2017-02-13 11:30 | 609 | 591
2017-02-13 12:00 | 629 | 613
2017-02-13 12:30 | 670 | 658
2017-02-13 13:00 | 687 | 676
2017-02-13 13:30 | 673 | 661
2017-02-13 14:00 | 682 | 671
2017-02-13 14:30 | 661 | 650
2017-02-13 15:00 | 652 | 639
2017-02-13 15:30 | 649 | 636
2017-02-13 16:00 | 641 | 629
2017-02-13 16:30 | 606 | 590
2017-02-13 17:00 | 605 | 590
2017-02-13 17:30 | 616 | 602
2017-02-13 18:00 | 618 | 604
2017-02-13 18:30 | 610 | 596
2017-02-13 19:00 | 544 | 527
2017-02-13 19:30 | 497 | 479
2017-02-13 20:00 | 480 | 470
2017-02-13 20:30 | 495 | 485
2017-02-13 21:00 | 498 | 488
2017-02-13 21:30 | 461 | 449
2017-02-13 22:00 | 443 | 429
2017-02-13 22:30 | 373 | 354
2017-02-13 23:00 | 296 | 268
2017-02-13 23:30 | 288 | 256
2017-02-14 | 284 | 244
2017-02-14 00:30 | 320 | 285
2017-02-14 01:00 | 316 | 280
2017-02-14 01:30 | 310 | 273
2017-02-14 02:00 | 287 | 246
2017-02-14 02:30 | 307 | 269
2017-02-14 03:00 | 324 | 289
2017-02-14 03:30 | 325 | 290
2017-02-14 04:00 | 331 | 298
2017-02-14 04:30 | 361 | 330
2017-02-14 05:00 | 378 | 350
2017-02-14 05:30 | 374 | 345
2017-02-14 06:00 | 376 | 348
2017-02-14 06:30 | 402 | 377
2017-02-14 07:00 | 349 | 323
2017-02-14 07:30 | 406 | 387
2017-02-14 08:00 | 469 | 456
2017-02-14 08:30 | 461 | 447
2017-02-14 09:00 | 446 | 432
2017-02-14 09:30 | 418 | 403
2017-02-14 10:00 | 438 | 423
2017-02-14 10:30 | 421 | 406
2017-02-14 11:00 | 404 | 388
2017-02-14 11:30 | 394 | 377
2017-02-14 12:00 | 395 | 377
2017-02-14 12:30 | 396 | 379
2017-02-14 13:00 | 404 | 388
2017-02-14 13:30 | 409 | 393
2017-02-14 14:00 | 430 | 415
2017-02-14 14:30 | 438 | 424
2017-02-14 15:00 | 439 | 425
2017-02-14 15:30 | 421 | 407
2017-02-14 16:00 | 416 | 401
2017-02-14 16:30 | 414 | 399
2017-02-14 17:00 | 431 | 417
2017-02-14 17:30 | 458 | 445
2017-02-14 18:00 | 442 | 428
2017-02-14 18:30 | 424 | 408
2017-02-14 19:00 | 421 | 406
2017-02-14 19:30 | 406 | 391
2017-02-14 20:00 | 409 | 393
2017-02-14 20:30 | 411 | 395
2017-02-14 21:00 | 419 | 403
2017-02-14 21:30 | 415 | 400
2017-02-14 22:00 | 426 | 410
2017-02-14 22:30 | 345 | 322
2017-02-14 23:00 | 265 | 230
2017-02-14 23:30 | 237 | 197
2017-02-15 | 243 | 201
2017-02-15 00:30 | 256 | 217
2017-02-15 01:00 | 264 | 227
2017-02-15 01:30 | 271 | 235
2017-02-15 02:00 | 262 | 224
2017-02-15 02:30 | 275 | 240
2017-02-15 03:00 | 296 | 263
2017-02-15 03:30 | 302 | 270
2017-02-15 04:00 | 311 | 279
2017-02-15 04:30 | 301 | 268
2017-02-15 05:00 | 308 | 277
2017-02-15 05:30 | 345 | 318
2017-02-15 06:00 | 335 | 307
2017-02-15 06:30 | 369 | 344
2017-02-15 07:00 | 369 | 345
2017-02-15 07:30 | 402 | 382
2017-02-15 08:00 | 422 | 403
2017-02-15 08:30 | 405 | 386
2017-02-15 09:00 | 415 | 398
2017-02-15 09:30 | 407 | 391
2017-02-15 10:00 | 433 | 419
2017-02-15 10:30 | 430 | 416
2017-02-15 11:00 | 411 | 396
2017-02-15 11:30 | 407 | 391
2017-02-15 12:00 | 414 | 398
2017-02-15 12:30 | 406 | 390
2017-02-15 13:00 | 408 | 393
2017-02-15 13:30 | 439 | 425
2017-02-15 14:00 | 447 | 433
2017-02-15 14:30 | 432 | 417
2017-02-15 15:00 | 445 | 431
2017-02-15 15:30 | 450 | 437
2017-02-15 16:00 | 454 | 441
2017-02-15 16:30 | 450 | 437
2017-02-15 17:00 | 461 | 449
2017-02-15 17:30 | 463 | 451
2017-02-15 18:00 | 457 | 444
2017-02-15 18:30 | 457 | 445
2017-02-15 19:00 | 464 | 452
2017-02-15 19:30 | 442 | 429
2017-02-15 20:00 | 441 | 428
2017-02-15 20:30 | 444 | 431
2017-02-15 21:00 | 448 | 435
2017-02-15 21:30 | 464 | 451
2017-02-15 22:00 | 443 | 428
2017-02-15 22:30 | 365 | 344
2017-02-15 23:00 | 276 | 243
2017-02-15 23:30 | 262 | 224
2017-02-16 | 258 | 219
2017-02-16 00:30 | 284 | 246
2017-02-16 01:00 | 290 | 253
2017-02-16 01:30 | 274 | 234
2017-02-16 02:00 | 302 | 267
2017-02-16 02:30 | 323 | 291
2017-02-16 03:00 | 351 | 322
2017-02-16 03:30 | 355 | 327
2017-02-16 04:00 | 360 | 331
2017-02-16 04:30 | 381 | 354
2017-02-16 05:00 | 358 | 328
2017-02-16 05:30 | 364 | 336
2017-02-16 06:00 | 362 | 333
2017-02-16 06:30 | 347 | 318
2017-02-16 07:00 | 304 | 271
2017-02-16 07:30 | 359 | 332
2017-02-16 08:00 | 448 | 428
2017-02-16 08:30 | 477 | 456
2017-02-16 09:00 | 489 | 468
2017-02-16 09:30 | 484 | 463
2017-02-16 10:00 | 481 | 460
2017-02-16 10:30 | 471 | 450
2017-02-16 11:00 | 452 | 429
2017-02-16 11:30 | 457 | 434
2017-02-16 12:00 | 465 | 444
2017-02-16 12:30 | 469 | 448
2017-02-16 13:00 | 486 | 466
2017-02-16 13:30 | 512 | 493
2017-02-16 14:00 | 567 | 545
2017-02-16 14:30 | 603 | 580
2017-02-16 15:00 | 612 | 590
2017-02-16 15:30 | 619 | 598
2017-02-16 16:00 | 618 | 598
2017-02-16 16:30 | 605 | 583
2017-02-16 17:00 | 609 | 588
2017-02-16 17:30 | 621 | 601
2017-02-16 18:00 | 624 | 604
2017-02-16 18:30 | 608 | 587
2017-02-16 19:00 | 608 | 588
2017-02-16 19:30 | 608 | 587
2017-02-16 20:00 | 607 | 587
2017-02-16 20:30 | 577 | 554
2017-02-16 21:00 | 570 | 555
2017-02-16 21:30 | 576 | 563
2017-02-16 22:00 | 579 | 564
2017-02-16 22:30 | 510 | 494
2017-02-16 23:00 | 445 | 423
2017-02-16 23:30 | 426 | 403
2017-02-17 | 395 | 369
2017-02-17 00:30 | 357 | 328
2017-02-17 01:00 | 328 | 296
2017-02-17 01:30 | 359 | 331
2017-02-17 02:00 | 383 | 357
2017-02-17 02:30 | 375 | 348
2017-02-17 03:00 | 382 | 355
2017-02-17 03:30 | 405 | 380
2017-02-17 04:00 | 405 | 381
2017-02-17 04:30 | 363 | 334
2017-02-17 05:00 | 347 | 317
2017-02-17 05:30 | 372 | 344
2017-02-17 06:00 | 380 | 353
2017-02-17 06:30 | 385 | 360
2017-02-17 07:00 | 349 | 321
2017-02-17 07:30 | 375 | 350
2017-02-17 08:00 | 428 | 406
2017-02-17 08:30 | 442 | 422
2017-02-17 09:00 | 443 | 425
2017-02-17 09:30 | 450 | 434
2017-02-17 10:00 | 441 | 425
2017-02-17 10:30 | 448 | 433
2017-02-17 11:00 | 448 | 432
2017-02-17 11:30 | 451 | 436
2017-02-17 12:00 | 447 | 431
2017-02-17 12:30 | 449 | 435
2017-02-17 13:00 | 465 | 450
2017-02-17 13:30 | 468 | 455
2017-02-17 14:00 | 477 | 460
2017-02-17 14:30 | 480 | 463
2017-02-17 15:00 | 491 | 474
2017-02-17 15:30 | 500 | 484
2017-02-17 16:00 | 544 | 530
2017-02-17 16:30 | 556 | 543
2017-02-17 17:00 | 555 | 542
2017-02-17 17:30 | 556 | 543
2017-02-17 18:00 | 548 | 535
2017-02-17 18:30 | 550 | 536
2017-02-17 19:00 | 559 | 545
2017-02-17 19:30 | 559 | 546
2017-02-17 20:00 | 551 | 537
2017-02-17 20:30 | 548 | 533
2017-02-17 21:00 | 514 | 496
2017-02-17 21:30 | 510 | 493
2017-02-17 22:00 | 491 | 471
2017-02-17 22:30 | 430 | 404
2017-02-17 23:00 | 350 | 315
2017-02-17 23:30 | 297 | 254
2017-02-18 | 269 | 222
2017-02-18 00:30 | 272 | 233
2017-02-18 01:00 | 287 | 251
2017-02-18 01:30 | 283 | 243
2017-02-18 02:00 | 307 | 270
2017-02-18 02:30 | 319 | 284
2017-02-18 03:00 | 314 | 279
2017-02-18 03:30 | 335 | 302
2017-02-18 04:00 | 337 | 304
2017-02-18 04:30 | 315 | 279
2017-02-18 05:00 | 312 | 276
2017-02-18 05:30 | 316 | 281
2017-02-18 06:00 | 311 | 275
2017-02-18 06:30 | 319 | 285
2017-02-18 07:00 | 343 | 311
2017-02-18 07:30 | 386 | 359
2017-02-18 08:00 | 402 | 377
2017-02-18 08:30 | 398 | 373
2017-02-18 09:00 | 387 | 362
2017-02-18 09:30 | 367 | 340
2017-02-18 10:00 | 384 | 358
2017-02-18 10:30 | 380 | 354
2017-02-18 11:00 | 379 | 352
2017-02-18 11:30 | 396 | 372
2017-02-18 12:00 | 407 | 383
2017-02-18 12:30 | 423 | 401
2017-02-18 13:00 | 461 | 442
2017-02-18 13:30 | 510 | 496
2017-02-18 14:00 | 501 | 486
2017-02-18 14:30 | 494 | 478
2017-02-18 15:00 | 517 | 503
2017-02-18 15:30 | 489 | 473
2017-02-18 16:00 | 489 | 472
2017-02-18 16:30 | 517 | 499
2017-02-18 17:00 | 523 | 505
2017-02-18 17:30 | 510 | 492
2017-02-18 18:00 | 504 | 485
2017-02-18 18:30 | 497 | 479
2017-02-18 19:00 | 540 | 525
2017-02-18 19:30 | 551 | 536
2017-02-18 20:00 | 530 | 513
2017-02-18 20:30 | 494 | 474
2017-02-18 21:00 | 468 | 445
2017-02-18 21:30 | 453 | 428
2017-02-18 22:00 | 443 | 417
2017-02-18 22:30 | 429 | 400
2017-02-18 23:00 | 360 | 322
2017-02-18 23:30 | 326 | 284
2017-02-19 | 307 | 262
2017-02-19 00:30 | 279 | 227
2017-02-19 01:00 | 268 | 213
2017-02-19 01:30 | 249 | 198
2017-02-19 02:00 | 261 | 215
2017-02-19 02:30 | 260 | 215
2017-02-19 03:00 | 272 | 228
2017-02-19 03:30 | 267 | 224
2017-02-19 04:00 | 272 | 229
2017-02-19 04:30 | 277 | 235
2017-02-19 05:00 | 275 | 232
2017-02-19 05:30 | 275 | 232
2017-02-19 06:00 | 275 | 231
2017-02-19 06:30 | 285 | 244
2017-02-19 07:00 | 298 | 259
2017-02-19 07:30 | 301 | 263
2017-02-19 08:00 | 333 | 299
2017-02-19 08:30 | 362 | 332
2017-02-19 09:00 | 370 | 342
2017-02-19 09:30 | 348 | 317
2017-02-19 10:00 | 360 | 331
2017-02-19 10:30 | 349 | 320
2017-02-19 11:00 | 346 | 316
2017-02-19 11:30 | 368 | 341
2017-02-19 12:00 | 367 | 341
2017-02-19 12:30 | 367 | 340
2017-02-19 13:00 | 392 | 367
2017-02-19 13:30 | 403 | 379
2017-02-19 14:00 | 402 | 379
2017-02-19 14:30 | 402 | 379
2017-02-19 15:00 | 419 | 401
2017-02-19 15:30 | 408 | 389
2017-02-19 16:00 | 422 | 404
2017-02-19 16:30 | 422 | 404
2017-02-19 17:00 | 441 | 424
2017-02-19 17:30 | 445 | 429
2017-02-19 18:00 | 447 | 431
2017-02-19 18:30 | 434 | 417
2017-02-19 19:00 | 431 | 415
2017-02-19 19:30 | 426 | 410
2017-02-19 20:00 | 410 | 392
2017-02-19 20:30 | 419 | 401
2017-02-19 21:00 | 409 | 390
2017-02-19 21:30 | 378 | 357
2017-02-19 22:00 | 334 | 307
2017-02-19 22:30 | 281 | 246
2017-02-19 23:00 | 244 | 203
2017-02-19 23:30 | 239 | 195
2017-02-20 | 218 | 167
2017-02-20 00:30 | 253 | 210
2017-02-20 01:00 | 264 | 223
2017-02-20 01:30 | 249 | 204
2017-02-20 02:00 | 243 | 196
2017-02-20 02:30 | 263 | 220
2017-02-20 03:00 | 280 | 239
2017-02-20 03:30 | 291 | 252
2017-02-20 04:00 | 287 | 247
2017-02-20 04:30 | 288 | 249
2017-02-20 05:00 | 291 | 252
2017-02-20 05:30 | 317 | 282
2017-02-20 06:00 | 312 | 277
2017-02-20 06:30 | 336 | 305
2017-02-20 07:00 | 344 | 314
2017-02-20 07:30 | 396 | 372
2017-02-20 08:00 | 435 | 415
2017-02-20 08:30 | 430 | 412
2017-02-20 09:00 | 412 | 392
2017-02-20 09:30 | 395 | 374
2017-02-20 10:00 | 396 | 375
2017-02-20 10:30 | 383 | 362
2017-02-20 11:00 | 375 | 353
2017-02-20 11:30 | 388 | 367
2017-02-20 12:00 | 386 | 365
2017-02-20 12:30 | 391 | 370
2017-02-20 13:00 | 412 | 393
2017-02-20 13:30 | 436 | 418
2017-02-20 14:00 | 442 | 425
2017-02-20 14:30 | 458 | 443
2017-02-20 15:00 | 496 | 481
2017-02-20 15:30 | 523 | 508
2017-02-20 16:00 | 528 | 513
2017-02-20 16:30 | 538 | 524
2017-02-20 17:00 | 555 | 542
2017-02-20 17:30 | 548 | 535
2017-02-20 18:00 | 537 | 523
2017-02-20 18:30 | 546 | 532
2017-02-20 19:00 | 546 | 532
2017-02-20 19:30 | 529 | 515
2017-02-20 20:00 | 538 | 524
2017-02-20 20:30 | 538 | 524
2017-02-20 21:00 | 470 | 451
2017-02-20 21:30 | 443 | 421
2017-02-20 22:00 | 441 | 421
2017-02-20 22:30 | 352 | 329
2017-02-20 23:00 | 281 | 249
2017-02-20 23:30 | 261 | 225
2017-02-21 | 258 | 222
2017-02-21 00:30 | 266 | 230
2017-02-21 01:00 | 276 | 241
2017-02-21 01:30 | 268 | 232
2017-02-21 02:00 | 257 | 218
2017-02-21 02:30 | 268 | 230
2017-02-21 03:00 | 295 | 261
2017-02-21 03:30 | 302 | 268
2017-02-21 04:00 | 306 | 273
2017-02-21 04:30 | 314 | 282
2017-02-21 05:00 | 306 | 275
2017-02-21 05:30 | 322 | 293
2017-02-21 06:00 | 319 | 289
2017-02-21 06:30 | 348 | 323
2017-02-21 07:00 | 351 | 325
2017-02-21 07:30 | 400 | 379
2017-02-21 08:00 | 443 | 425
2017-02-21 08:30 | 446 | 429
2017-02-21 09:00 | 447 | 431
2017-02-21 09:30 | 447 | 431
2017-02-21 10:00 | 468 | 451
2017-02-21 10:30 | 467 | 447
2017-02-21 11:00 | 472 | 453
2017-02-21 11:30 | 498 | 480
2017-02-21 12:00 | 481 | 464
2017-02-21 12:30 | 472 | 455
2017-02-21 13:00 | 465 | 446
2017-02-21 13:30 | 460 | 442
2017-02-21 14:00 | 453 | 435
2017-02-21 14:30 | 460 | 443
2017-02-21 15:00 | 458 | 440
2017-02-21 15:30 | 449 | 431
2017-02-21 16:00 | 447 | 429
2017-02-21 16:30 | 454 | 435
2017-02-21 17:00 | 486 | 470
2017-02-21 17:30 | 490 | 473
2017-02-21 18:00 | 481 | 464
2017-02-21 18:30 | 487 | 470
2017-02-21 19:00 | 473 | 455
2017-02-21 19:30 | 455 | 436
2017-02-21 20:00 | 429 | 408
2017-02-21 20:30 | 414 | 390
2017-02-21 21:00 | 405 | 380
2017-02-21 21:30 | 408 | 383
2017-02-21 22:00 | 376 | 354
2017-02-21 22:30 | 322 | 296
2017-02-21 23:00 | 239 | 204
2017-02-21 23:30 | 218 | 176
2017-02-22 | 209 | 161
2017-02-22 00:30 | 222 | 179
2017-02-22 01:00 | 241 | 198
2017-02-22 01:30 | 212 | 161
2017-02-22 02:00 | 214 | 165
2017-02-22 02:30 | 216 | 165
2017-02-22 03:00 | 227 | 179
2017-02-22 03:30 | 240 | 194
2017-02-22 04:00 | 254 | 207
2017-02-22 04:30 | 275 | 232
2017-02-22 05:00 | 277 | 236
2017-02-22 05:30 | 288 | 249
2017-02-22 06:00 | 296 | 258
2017-02-22 06:30 | 325 | 292
2017-02-22 07:00 | 338 | 307
2017-02-22 07:30 | 379 | 352
2017-02-22 08:00 | 425 | 403
2017-02-22 08:30 | 445 | 426
2017-02-22 09:00 | 449 | 431
2017-02-22 09:30 | 435 | 416
2017-02-22 10:00 | 428 | 408
2017-02-22 10:30 | 436 | 416
2017-02-22 11:00 | 453 | 435
2017-02-22 11:30 | 460 | 435
2017-02-22 12:00 | 453 | 432
2017-02-22 12:30 | 473 | 455
2017-02-22 13:00 | 479 | 461
2017-02-22 13:30 | 490 | 472
2017-02-22 14:00 | 485 | 469
2017-02-22 14:30 | 493 | 477
2017-02-22 15:00 | 528 | 513
2017-02-22 15:30 | 531 | 518
2017-02-22 16:00 | 522 | 509
2017-02-22 16:30 | 515 | 501
2017-02-22 17:00 | 525 | 512
2017-02-22 17:30 | 532 | 519
2017-02-22 18:00 | 500 | 486
2017-02-22 18:30 | 488 | 473
2017-02-22 19:00 | 499 | 485
2017-02-22 19:30 | 491 | 476
2017-02-22 20:00 | 474 | 459
2017-02-22 20:30 | 439 | 422
2017-02-22 21:00 | 445 | 427
2017-02-22 21:30 | 408 | 389
2017-02-22 22:00 | 378 | 355
2017-02-22 22:30 | 332 | 306
2017-02-22 23:00 | 259 | 225
2017-02-22 23:30 | 244 | 206
2017-02-23 | 237 | 197
2017-02-23 00:30 | 248 | 209
2017-02-23 01:00 | 274 | 235
2017-02-23 01:30 | 265 | 225
2017-02-23 02:00 | 266 | 226
2017-02-23 02:30 | 272 | 232
2017-02-23 03:00 | 271 | 230
2017-02-23 03:30 | 276 | 236
2017-02-23 04:00 | 301 | 264
2017-02-23 04:30 | 297 | 261
2017-02-23 05:00 | 316 | 282
2017-02-23 05:30 | 340 | 310
2017-02-23 06:00 | 340 | 309
2017-02-23 06:30 | 333 | 303
2017-02-23 07:00 | 376 | 350
2017-02-23 07:30 | 405 | 382
2017-02-23 08:00 | 464 | 446
2017-02-23 08:30 | 459 | 440
2017-02-23 09:00 | 448 | 429
2017-02-23 09:30 | 446 | 427
2017-02-23 10:00 | 456 | 438
2017-02-23 10:30 | 483 | 466
2017-02-23 11:00 | 494 | 478
2017-02-23 11:30 | 474 | 457
2017-02-23 12:00 | 487 | 465
2017-02-23 12:30 | 499 | 471
2017-02-23 13:00 | 525 | 499
2017-02-23 13:30 | 533 | 507
2017-02-23 14:00 | 526 | 500
2017-02-23 14:30 | 522 | 496
2017-02-23 15:00 | 546 | 521
2017-02-23 15:30 | 572 | 549
2017-02-23 16:00 | 572 | 549
2017-02-23 16:30 | 578 | 557
2017-02-23 17:00 | 609 | 590
2017-02-23 17:30 | 594 | 572
2017-02-23 18:00 | 567 | 543
2017-02-23 18:30 | 568 | 545
2017-02-23 19:00 | 603 | 584
2017-02-23 19:30 | 602 | 583
2017-02-23 20:00 | 568 | 546
2017-02-23 20:30 | 506 | 478
2017-02-23 21:00 | 481 | 450
2017-02-23 21:30 | 492 | 462
2017-02-23 22:00 | 473 | 455
2017-02-23 22:30 | 376 | 351
2017-02-23 23:00 | 279 | 243
2017-02-23 23:30 | 254 | 213
2017-02-24 | 245 | 200
2017-02-24 00:30 | 245 | 201
2017-02-24 01:00 | 266 | 225
2017-02-24 01:30 | 257 | 215
2017-02-24 02:00 | 258 | 216
2017-02-24 02:30 | 279 | 240
2017-02-24 03:00 | 283 | 245
2017-02-24 03:30 | 284 | 245
2017-02-24 04:00 | 285 | 246
2017-02-24 04:30 | 301 | 264
2017-02-24 05:00 | 304 | 268
2017-02-24 05:30 | 310 | 274
2017-02-24 06:00 | 311 | 277
2017-02-24 06:30 | 347 | 317
2017-02-24 07:00 | 360 | 333
2017-02-24 07:30 | 420 | 398
2017-02-24 08:00 | 479 | 462
2017-02-24 08:30 | 477 | 461
2017-02-24 09:00 | 465 | 449
2017-02-24 09:30 | 454 | 437
2017-02-24 10:00 | 476 | 461
2017-02-24 10:30 | 501 | 488
2017-02-24 11:00 | 520 | 506
2017-02-24 11:30 | 544 | 527
2017-02-24 12:00 | 566 | 550
2017-02-24 12:30 | 569 | 553
2017-02-24 13:00 | 564 | 547
2017-02-24 13:30 | 560 | 543
2017-02-24 14:00 | 583 | 568
2017-02-24 14:30 | 514 | 495
2017-02-24 15:00 | 498 | 478
2017-02-24 15:30 | 508 | 488
2017-02-24 16:00 | 547 | 530
2017-02-24 16:30 | 594 | 577
2017-02-24 17:00 | 617 | 593
2017-02-24 17:30 | 614 | 590
2017-02-24 18:00 | 607 | 582
2017-02-24 18:30 | 598 | 572
2017-02-24 19:00 | 628 | 606
2017-02-24 19:30 | 633 | 611
2017-02-24 20:00 | 631 | 608
2017-02-24 20:30 | 594 | 567
2017-02-24 21:00 | 540 | 507
2017-02-24 21:30 | 537 | 503
2017-02-24 22:00 | 509 | 477
2017-02-24 22:30 | 407 | 377
2017-02-24 23:00 | 302 | 257
2017-02-24 23:30 | 235 | 172
2017-02-25 | 206 | 134
2017-02-25 00:30 | 207 | 149
2017-02-25 01:00 | 223 | 168
2017-02-25 01:30 | 211 | 153
2017-02-25 02:00 | 208 | 149
2017-02-25 02:30 | 218 | 162
2017-02-25 03:00 | 224 | 170
2017-02-25 03:30 | 231 | 179
2017-02-25 04:00 | 229 | 177
2017-02-25 04:30 | 231 | 178
2017-02-25 05:00 | 227 | 173
2017-02-25 05:30 | 234 | 184
2017-02-25 06:00 | 226 | 171
2017-02-25 06:30 | 252 | 205
2017-02-25 07:00 | 276 | 234
2017-02-25 07:30 | 328 | 294
2017-02-25 08:00 | 370 | 341
2017-02-25 08:30 | 365 | 336
2017-02-25 09:00 | 354 | 325
2017-02-25 09:30 | 334 | 302
2017-02-25 10:00 | 358 | 329
2017-02-25 10:30 | 369 | 341
2017-02-25 11:00 | 381 | 354
2017-02-25 11:30 | 388 | 361
2017-02-25 12:00 | 378 | 350
2017-02-25 12:30 | 369 | 341
2017-02-25 13:00 | 377 | 350
2017-02-25 13:30 | 381 | 354
2017-02-25 14:00 | 376 | 349
2017-02-25 14:30 | 375 | 347
2017-02-25 15:00 | 375 | 347
2017-02-25 15:30 | 377 | 350
2017-02-25 16:00 | 374 | 346
2017-02-25 16:30 | 377 | 350
2017-02-25 17:00 | 373 | 346
2017-02-25 17:30 | 373 | 347
2017-02-25 18:00 | 392 | 368
2017-02-25 18:30 | 408 | 385
2017-02-25 19:00 | 415 | 394
2017-02-25 19:30 | 419 | 399
2017-02-25 20:00 | 421 | 401
2017-02-25 20:30 | 426 | 405
2017-02-25 21:00 | 419 | 398
2017-02-25 21:30 | 376 | 351
2017-02-25 22:00 | 311 | 278
2017-02-25 22:30 | 272 | 234
2017-02-25 23:00 | 218 | 169
2017-02-25 23:30 | 202 | 145
2017-02-26 | 188 | 124
2017-02-26 00:30 | 195 | 134
2017-02-26 01:00 | 216 | 159
2017-02-26 01:30 | 214 | 154
2017-02-26 02:00 | 208 | 145
2017-02-26 02:30 | 211 | 150
2017-02-26 03:00 | 200 | 134
2017-02-26 03:30 | 190 | 117
2017-02-26 04:00 | 189 | 116
2017-02-26 04:30 | 204 | 138
2017-02-26 05:00 | 211 | 148
2017-02-26 05:30 | 213 | 150
2017-02-26 06:00 | 216 | 154
2017-02-26 06:30 | 219 | 159
2017-02-26 07:00 | 216 | 156
2017-02-26 07:30 | 223 | 166
2017-02-26 08:00 | 235 | 182
2017-02-26 08:30 | 235 | 184
2017-02-26 09:00 | 252 | 205
2017-02-26 09:30 | 269 | 225
2017-02-26 10:00 | 292 | 252
2017-02-26 10:30 | 306 | 267
2017-02-26 11:00 | 311 | 273
2017-02-26 11:30 | 306 | 267
2017-02-26 12:00 | 307 | 270
2017-02-26 12:30 | 305 | 266
2017-02-26 13:00 | 312 | 276
2017-02-26 13:30 | 312 | 275
2017-02-26 14:00 | 346 | 313
2017-02-26 14:30 | 364 | 333
2017-02-26 15:00 | 375 | 346
2017-02-26 15:30 | 384 | 355
2017-02-26 16:00 | 390 | 362
2017-02-26 16:30 | 388 | 360
2017-02-26 17:00 | 383 | 355
2017-02-26 17:30 | 367 | 338
2017-02-26 18:00 | 365 | 336
2017-02-26 18:30 | 360 | 332
2017-02-26 19:00 | 371 | 343
2017-02-26 19:30 | 365 | 337
2017-02-26 20:00 | 367 | 338
2017-02-26 20:30 | 371 | 342
2017-02-26 21:00 | 379 | 351
2017-02-26 21:30 | 392 | 365
2017-02-26 22:00 | 378 | 349
2017-02-26 22:30 | 311 | 275
2017-02-26 23:00 | 253 | 206
2017-02-26 23:30 | 243 | 192
2017-02-27 | 237 | 184
2017-02-27 00:30 | 235 | 179
2017-02-27 01:00 | 242 | 189
2017-02-27 01:30 | 227 | 169
2017-02-27 02:00 | 228 | 170
2017-02-27 02:30 | 229 | 170
2017-02-27 03:00 | 224 | 165
2017-02-27 03:30 | 228 | 169
2017-02-27 04:00 | 228 | 169
2017-02-27 04:30 | 241 | 187
2017-02-27 05:00 | 269 | 222
2017-02-27 05:30 | 292 | 250
2017-02-27 06:00 | 297 | 256
2017-02-27 06:30 | 307 | 268
2017-02-27 07:00 | 311 | 274
2017-02-27 07:30 | 376 | 347
2017-02-27 08:00 | 424 | 401
2017-02-27 08:30 | 415 | 392
2017-02-27 09:00 | 438 | 416
2017-02-27 09:30 | 424 | 402
2017-02-27 10:00 | 434 | 412
2017-02-27 10:30 | 432 | 411
2017-02-27 11:00 | 447 | 426
2017-02-27 11:30 | 456 | 436
2017-02-27 12:00 | 451 | 430
2017-02-27 12:30 | 441 | 419
2017-02-27 13:00 | 413 | 389
2017-02-27 13:30 | 419 | 396
2017-02-27 14:00 | 409 | 386
2017-02-27 14:30 | 413 | 389
2017-02-27 15:00 | 406 | 382
2017-02-27 15:30 | 382 | 356
2017-02-27 16:00 | 383 | 356
2017-02-27 16:30 | 388 | 363
2017-02-27 17:00 | 398 | 375
2017-02-27 17:30 | 393 | 369
2017-02-27 18:00 | 404 | 380
2017-02-27 18:30 | 395 | 372
2017-02-27 19:00 | 384 | 362
2017-02-27 19:30 | 389 | 366
2017-02-27 20:00 | 388 | 365
2017-02-27 20:30 | 386 | 362
2017-02-27 21:00 | 371 | 345
2017-02-27 21:30 | 385 | 360
2017-02-27 22:00 | 381 | 357
2017-02-27 22:30 | 310 | 279
2017-02-27 23:00 | 247 | 204
2017-02-27 23:30 | 228 | 180
2017-02-28 | 224 | 171
2017-02-28 00:30 | 222 | 166
2017-02-28 01:00 | 243 | 192
2017-02-28 01:30 | 251 | 200
2017-02-28 02:00 | 251 | 200
2017-02-28 02:30 | 250 | 199
2017-02-28 03:00 | 253 | 203
2017-02-28 03:30 | 251 | 199
2017-02-28 04:00 | 256 | 206
2017-02-28 04:30 | 274 | 227
2017-02-28 05:00 | 273 | 227
2017-02-28 05:30 | 289 | 246
2017-02-28 06:00 | 300 | 259
2017-02-28 06:30 | 313 | 275
2017-02-28 07:00 | 355 | 323
2017-02-28 07:30 | 413 | 387
2017-02-28 08:00 | 454 | 434
2017-02-28 08:30 | 457 | 437
2017-02-28 09:00 | 440 | 419
2017-02-28 09:30 | 407 | 384
2017-02-28 10:00 | 423 | 400
2017-02-28 10:30 | 428 | 406
2017-02-28 11:00 | 439 | 419
2017-02-28 11:30 | 466 | 448
2017-02-28 12:00 | 460 | 441
2017-02-28 12:30 | 447 | 429
2017-02-28 13:00 | 453 | 437
2017-02-28 13:30 | 451 | 435
2017-02-28 14:00 | 384 | 364
2017-02-28 14:30 | 380 | 361
2017-02-28 15:00 | 386 | 368
2017-02-28 15:30 | 402 | 384
2017-02-28 16:00 | 399 | 381
2017-02-28 16:30 | 411 | 394
2017-02-28 17:00 | 405 | 387
2017-02-28 17:30 | 382 | 363
2017-02-28 18:00 | 360 | 339
2017-02-28 18:30 | 346 | 324
2017-02-28 19:00 | 342 | 321
2017-02-28 19:30 | 378 | 359
2017-02-28 20:00 | 384 | 365
2017-02-28 20:30 | 387 | 368
2017-02-28 21:00 | 404 | 386
2017-02-28 21:30 | 414 | 396
2017-02-28 22:00 | 384 | 365
2017-02-28 22:30 | 313 | 289
2017-02-28 23:00 | 259 | 228
2017-02-28 23:30 | 231 | 193
2017-03-01 | 231 | 189
2017-03-01 00:30 | 248 | 208
2017-03-01 01:00 | 275 | 239
2017-03-01 01:30 | 274 | 237
2017-03-01 02:00 | 268 | 229
2017-03-01 02:30 | 266 | 226
2017-03-01 03:00 | 272 | 233
2017-03-01 03:30 | 282 | 244
2017-03-01 04:00 | 282 | 244
2017-03-01 04:30 | 274 | 235
2017-03-01 05:00 | 278 | 240
2017-03-01 05:30 | 302 | 268
2017-03-01 06:00 | 315 | 283
2017-03-01 06:30 | 318 | 287
2017-03-01 07:00 | 346 | 319
2017-03-01 07:30 | 379 | 355
2017-03-01 08:00 | 420 | 401
2017-03-01 08:30 | 409 | 390
2017-03-01 09:00 | 413 | 394
2017-03-01 09:30 | 409 | 389
2017-03-01 10:00 | 445 | 427
2017-03-01 10:30 | 442 | 424
2017-03-01 11:00 | 450 | 433
2017-03-01 11:30 | 472 | 456
2017-03-01 12:00 | 489 | 473
2017-03-01 12:30 | 498 | 479
2017-03-01 13:00 | 487 | 468
2017-03-01 13:30 | 506 | 488
2017-03-01 14:00 | 529 | 512
2017-03-01 14:30 | 537 | 520
2017-03-01 15:00 | 535 | 518
2017-03-01 15:30 | 539 | 523
2017-03-01 16:00 | 549 | 521
2017-03-01 16:30 | 545 | 516
2017-03-01 17:00 | 540 | 510
2017-03-01 17:30 | 527 | 495
2017-03-01 18:00 | 533 | 501
2017-03-01 18:30 | 521 | 488
2017-03-01 19:00 | 495 | 460
2017-03-01 19:30 | 467 | 429
2017-03-01 20:00 | 476 | 438
2017-03-01 20:30 | 445 | 412
2017-03-01 21:00 | 431 | 405
2017-03-01 21:30 | 437 | 411
2017-03-01 22:00 | 430 | 403
2017-03-01 22:30 | 352 | 316
2017-03-01 23:00 | 292 | 243
2017-03-01 23:30 | 271 | 228
2017-03-02 | 278 | 238
2017-03-02 00:30 | 306 | 271
2017-03-02 01:00 | 308 | 269
2017-03-02 01:30 | 291 | 247
2017-03-02 02:00 | 284 | 238
2017-03-02 02:30 | 286 | 241
2017-03-02 03:00 | 279 | 240
2017-03-02 03:30 | 288 | 250
2017-03-02 04:00 | 298 | 262
2017-03-02 04:30 | 297 | 261
2017-03-02 05:00 | 313 | 278
2017-03-02 05:30 | 334 | 302
2017-03-02 06:00 | 336 | 305
2017-03-02 06:30 | 350 | 321
2017-03-02 07:00 | 380 | 354
2017-03-02 07:30 | 406 | 383
2017-03-02 08:00 | 449 | 429
2017-03-02 08:30 | 452 | 434
2017-03-02 09:00 | 446 | 427
2017-03-02 09:30 | 442 | 425
2017-03-02 10:00 | 459 | 443
2017-03-02 10:30 | 463 | 447
2017-03-02 11:00 | 472 | 457
2017-03-02 11:30 | 484 | 470
2017-03-02 12:00 | 476 | 461
2017-03-02 12:30 | 472 | 458
2017-03-02 13:00 | 460 | 445
2017-03-02 13:30 | 485 | 472
2017-03-02 14:00 | 488 | 475
2017-03-02 14:30 | 486 | 474
2017-03-02 15:00 | 500 | 489
2017-03-02 15:30 | 506 | 495
2017-03-02 16:00 | 499 | 487
2017-03-02 16:30 | 495 | 484
2017-03-02 17:00 | 495 | 483
2017-03-02 17:30 | 507 | 496
2017-03-02 18:00 | 510 | 499
2017-03-02 18:30 | 492 | 480
2017-03-02 19:00 | 485 | 473
2017-03-02 19:30 | 465 | 452
2017-03-02 20:00 | 440 | 425
2017-03-02 20:30 | 405 | 388
2017-03-02 21:00 | 413 | 396
2017-03-02 21:30 | 415 | 397
2017-03-02 22:00 | 412 | 393
2017-03-02 22:30 | 331 | 305
2017-03-02 23:00 | 259 | 225
2017-03-02 23:30 | 234 | 193
2017-03-03 | 234 | 190
2017-03-03 00:30 | 231 | 186
2017-03-03 01:00 | 248 | 204
2017-03-03 01:30 | 258 | 216
2017-03-03 02:00 | 248 | 204
2017-03-03 02:30 | 234 | 188
2017-03-03 03:00 | 224 | 175
2017-03-03 03:30 | 226 | 177
2017-03-03 04:00 | 229 | 180
2017-03-03 04:30 | 258 | 216
2017-03-03 05:00 | 279 | 240
2017-03-03 05:30 | 281 | 244
2017-03-03 06:00 | 303 | 269
2017-03-03 06:30 | 320 | 289
2017-03-03 07:00 | 358 | 332
2017-03-03 07:30 | 372 | 348
2017-03-03 08:00 | 390 | 368
2017-03-03 08:30 | 425 | 405
2017-03-03 09:00 | 406 | 386
2017-03-03 09:30 | 384 | 361
2017-03-03 10:00 | 403 | 381
2017-03-03 10:30 | 408 | 387
2017-03-03 11:00 | 415 | 394
2017-03-03 11:30 | 424 | 405
2017-03-03 12:00 | 423 | 403
2017-03-03 12:30 | 430 | 412
2017-03-03 13:00 | 444 | 427
2017-03-03 13:30 | 436 | 418
2017-03-03 14:00 | 435 | 417
2017-03-03 14:30 | 449 | 432
2017-03-03 15:00 | 452 | 436
2017-03-03 15:30 | 454 | 438
2017-03-03 16:00 | 425 | 407
2017-03-03 16:30 | 416 | 398
2017-03-03 17:00 | 430 | 412
2017-03-03 17:30 | 454 | 437
2017-03-03 18:00 | 459 | 443
2017-03-03 18:30 | 450 | 433
2017-03-03 19:00 | 469 | 453
2017-03-03 19:30 | 457 | 441
2017-03-03 20:00 | 456 | 439
2017-03-03 20:30 | 452 | 434
2017-03-03 21:00 | 453 | 436
2017-03-03 21:30 | 444 | 425
2017-03-03 22:00 | 425 | 405
2017-03-03 22:30 | 345 | 319
2017-03-03 23:00 | 262 | 224
2017-03-03 23:30 | 238 | 195
2017-03-04 | 238 | 194
2017-03-04 00:30 | 246 | 203
2017-03-04 01:00 | 268 | 229
2017-03-04 01:30 | 272 | 233
2017-03-04 02:00 | 275 | 237
2017-03-04 02:30 | 270 | 230
2017-03-04 03:00 | 272 | 232
2017-03-04 03:30 | 278 | 238
2017-03-04 04:00 | 275 | 236
2017-03-04 04:30 | 260 | 216
2017-03-04 05:00 | 254 | 209
2017-03-04 05:30 | 254 | 210
2017-03-04 06:00 | 253 | 209
2017-03-04 06:30 | 260 | 217
2017-03-04 07:00 | 284 | 246
2017-03-04 07:30 | 356 | 327
2017-03-04 08:00 | 408 | 384
2017-03-04 08:30 | 418 | 395
2017-03-04 09:00 | 414 | 391
2017-03-04 09:30 | 420 | 399
2017-03-04 10:00 | 448 | 429
2017-03-04 10:30 | 462 | 444
2017-03-04 11:00 | 455 | 436
2017-03-04 11:30 | 475 | 450
2017-03-04 12:00 | 480 | 448
2017-03-04 12:30 | 482 | 450
2017-03-04 13:00 | 481 | 449
2017-03-04 13:30 | 475 | 443
2017-03-04 14:00 | 468 | 435
2017-03-04 14:30 | 467 | 434
2017-03-04 15:00 | 459 | 425
2017-03-04 15:30 | 473 | 441
2017-03-04 16:00 | 459 | 425
2017-03-04 16:30 | 463 | 430
2017-03-04 17:00 | 463 | 431
2017-03-04 17:30 | 460 | 428
2017-03-04 18:00 | 454 | 421
2017-03-04 18:30 | 463 | 431
2017-03-04 19:00 | 464 | 433
2017-03-04 19:30 | 459 | 427
2017-03-04 20:00 | 437 | 402
2017-03-04 20:30 | 450 | 416
2017-03-04 21:00 | 435 | 399
2017-03-04 21:30 | 432 | 394
2017-03-04 22:00 | 413 | 383
2017-03-04 22:30 | 351 | 323
2017-03-04 23:00 | 285 | 249
2017-03-04 23:30 | 253 | 210
2017-03-05 | 244 | 198
2017-03-05 00:30 | 254 | 211
2017-03-05 01:00 | 273 | 232
2017-03-05 01:30 | 277 | 236
2017-03-05 02:00 | 280 | 239
2017-03-05 02:30 | 275 | 234
2017-03-05 03:00 | 288 | 247
2017-03-05 03:30 | 298 | 260
2017-03-05 04:00 | 296 | 257
2017-03-05 04:30 | 303 | 265
2017-03-05 05:00 | 300 | 262
2017-03-05 05:30 | 296 | 257
2017-03-05 06:00 | 275 | 233
2017-03-05 06:30 | 293 | 252
2017-03-05 07:00 | 300 | 261
2017-03-05 07:30 | 296 | 257
2017-03-05 08:00 | 286 | 246
2017-03-05 08:30 | 281 | 240
2017-03-05 09:00 | 290 | 251
2017-03-05 09:30 | 328 | 295
2017-03-05 10:00 | 343 | 314
2017-03-05 10:30 | 360 | 334
2017-03-05 11:00 | 374 | 350
2017-03-05 11:30 | 394 | 371
2017-03-05 12:00 | 396 | 373
2017-03-05 12:30 | 402 | 379
2017-03-05 13:00 | 378 | 354
2017-03-05 13:30 | 383 | 359
2017-03-05 14:00 | 398 | 375
2017-03-05 14:30 | 409 | 387
2017-03-05 15:00 | 432 | 412
2017-03-05 15:30 | 426 | 405
2017-03-05 16:00 | 423 | 403
2017-03-05 16:30 | 445 | 426
2017-03-05 17:00 | 462 | 445
2017-03-05 17:30 | 469 | 453
2017-03-05 18:00 | 470 | 454
2017-03-05 18:30 | 459 | 443
2017-03-05 19:00 | 499 | 485
2017-03-05 19:30 | 495 | 481
2017-03-05 20:00 | 459 | 441
2017-03-05 20:30 | 421 | 401
2017-03-05 21:00 | 405 | 383
2017-03-05 21:30 | 415 | 393
2017-03-05 22:00 | 362 | 337
2017-03-05 22:30 | 309 | 275
2017-03-05 23:00 | 267 | 224
2017-03-05 23:30 | 253 | 207
2017-03-06 | 253 | 204
2017-03-06 00:30 | 250 | 199
2017-03-06 01:00 | 251 | 199
2017-03-06 01:30 | 238 | 183
2017-03-06 02:00 | 245 | 191
2017-03-06 02:30 | 249 | 200
2017-03-06 03:00 | 233 | 181
2017-03-06 03:30 | 251 | 204
2017-03-06 04:00 | 251 | 204
2017-03-06 04:30 | 286 | 244
2017-03-06 05:00 | 294 | 253
2017-03-06 05:30 | 310 | 272
2017-03-06 06:00 | 313 | 275
2017-03-06 06:30 | 330 | 296
2017-03-06 07:00 | 399 | 374
2017-03-06 07:30 | 420 | 397
2017-03-06 08:00 | 408 | 385
2017-03-06 08:30 | 409 | 388
2017-03-06 09:00 | 425 | 404
2017-03-06 09:30 | 406 | 384
2017-03-06 10:00 | 406 | 385
2017-03-06 10:30 | 400 | 378
2017-03-06 11:00 | 426 | 406
2017-03-06 11:30 | 446 | 428
2017-03-06 12:00 | 445 | 427
2017-03-06 12:30 | 444 | 425
2017-03-06 13:00 | 449 | 431
2017-03-06 13:30 | 448 | 430
2017-03-06 14:00 | 452 | 435
2017-03-06 14:30 | 447 | 431
2017-03-06 15:00 | 437 | 420
2017-03-06 15:30 | 440 | 423
2017-03-06 16:00 | 446 | 425
2017-03-06 16:30 | 458 | 436
2017-03-06 17:00 | 492 | 474
2017-03-06 17:30 | 472 | 451
2017-03-06 18:00 | 461 | 440
2017-03-06 18:30 | 463 | 442
2017-03-06 19:00 | 470 | 451
2017-03-06 19:30 | 443 | 421
2017-03-06 20:00 | 440 | 417
2017-03-06 20:30 | 420 | 394
2017-03-06 21:00 | 405 | 377
2017-03-06 21:30 | 406 | 379
2017-03-06 22:00 | 394 | 372
2017-03-06 22:30 | 329 | 301
2017-03-06 23:00 | 268 | 230
2017-03-06 23:30 | 254 | 212
2017-03-07 | 241 | 196
2017-03-07 00:30 | 233 | 184
2017-03-07 01:00 | 229 | 180
2017-03-07 01:30 | 232 | 184
2017-03-07 02:00 | 253 | 209
2017-03-07 02:30 | 264 | 222
2017-03-07 03:00 | 274 | 234
2017-03-07 03:30 | 289 | 251
2017-03-07 04:00 | 290 | 253
2017-03-07 04:30 | 299 | 262
2017-03-07 05:00 | 278 | 239
2017-03-07 05:30 | 273 | 234
2017-03-07 06:00 | 270 | 230
2017-03-07 06:30 | 309 | 276
2017-03-07 07:00 | 373 | 347
2017-03-07 07:30 | 406 | 383
2017-03-07 08:00 | 400 | 377
2017-03-07 08:30 | 390 | 368
2017-03-07 09:00 | 385 | 363
2017-03-07 09:30 | 397 | 377
2017-03-07 10:00 | 409 | 390
2017-03-07 10:30 | 410 | 391
2017-03-07 11:00 | 414 | 396
2017-03-07 11:30 | 425 | 407
2017-03-07 12:00 | 404 | 385
2017-03-07 12:30 | 380 | 359
2017-03-07 13:00 | 393 | 373
2017-03-07 13:30 | 390 | 370
2017-03-07 14:00 | 402 | 383
2017-03-07 14:30 | 407 | 388
2017-03-07 15:00 | 384 | 364
2017-03-07 15:30 | 377 | 357
2017-03-07 16:00 | 404 | 386
2017-03-07 16:30 | 423 | 406
2017-03-07 17:00 | 450 | 435
2017-03-07 17:30 | 438 | 422
2017-03-07 18:00 | 433 | 417
2017-03-07 18:30 | 438 | 423
2017-03-07 19:00 | 450 | 436
2017-03-07 19:30 | 441 | 426
2017-03-07 20:00 | 429 | 413
2017-03-07 20:30 | 397 | 378
2017-03-07 21:00 | 378 | 357
2017-03-07 21:30 | 356 | 333
2017-03-07 22:00 | 331 | 305
2017-03-07 22:30 | 290 | 259
2017-03-07 23:00 | 269 | 232
2017-03-07 23:30 | 273 | 236
2017-03-08 | 230 | 184
2017-03-08 00:30 | 227 | 176
2017-03-08 01:00 | 209 | 150
2017-03-08 01:30 | 191 | 120
2017-03-08 02:00 | 185 | 110
2017-03-08 02:30 | 195 | 124
2017-03-08 03:00 | 211 | 148
2017-03-08 03:30 | 210 | 146
2017-03-08 04:00 | 215 | 152
2017-03-08 04:30 | 213 | 150
2017-03-08 05:00 | 239 | 185
2017-03-08 05:30 | 274 | 232
2017-03-08 06:00 | 352 | 320
2017-03-08 06:30 | 409 | 383
2017-03-08 07:00 | 452 | 431
2017-03-08 07:30 | 467 | 441
2017-03-08 08:00 | 470 | 435
2017-03-08 08:30 | 467 | 431
2017-03-08 09:00 | 468 | 434
2017-03-08 09:30 | 449 | 414
2017-03-08 10:00 | 461 | 427
2017-03-08 10:30 | 456 | 422
2017-03-08 11:00 | 470 | 437
2017-03-08 11:30 | 485 | 453
2017-03-08 12:00 | 498 | 467
2017-03-08 12:30 | 483 | 452
2017-03-08 13:00 | 470 | 440
2017-03-08 13:30 | 462 | 431
2017-03-08 14:00 | 481 | 451
2017-03-08 14:30 | 495 | 468
2017-03-08 15:00 | 507 | 480
2017-03-08 15:30 | 523 | 499
2017-03-08 16:00 | 524 | 499
2017-03-08 16:30 | 522 | 497
2017-03-08 17:00 | 531 | 507
2017-03-08 17:30 | 533 | 509
2017-03-08 18:00 | 538 | 515
2017-03-08 18:30 | 537 | 514
2017-03-08 19:00 | 534 | 511
2017-03-08 19:30 | 515 | 490
2017-03-08 20:00 | 492 | 464
2017-03-08 20:30 | 489 | 461
2017-03-08 21:00 | 479 | 449
2017-03-08 21:30 | 484 | 454
2017-03-08 22:00 | 480 | 450
2017-03-08 22:30 | 408 | 388
2017-03-08 23:00 | 358 | 334
2017-03-08 23:30 | 325 | 296
2017-03-09 | 314 | 283
2017-03-09 00:30 | 276 | 239
2017-03-09 01:00 | 243 | 200
2017-03-09 01:30 | 252 | 210
2017-03-09 02:00 | 255 | 213
2017-03-09 02:30 | 269 | 230
2017-03-09 03:00 | 286 | 250
2017-03-09 03:30 | 284 | 246
2017-03-09 04:00 | 294 | 258
2017-03-09 04:30 | 313 | 279
2017-03-09 05:00 | 327 | 295
2017-03-09 05:30 | 341 | 311
2017-03-09 06:00 | 336 | 306
2017-03-09 06:30 | 334 | 304
2017-03-09 07:00 | 361 | 334
2017-03-09 07:30 | 396 | 373
2017-03-09 08:00 | 407 | 385
2017-03-09 08:30 | 400 | 377
2017-03-09 09:00 | 400 | 379
2017-03-09 09:30 | 394 | 373
2017-03-09 10:00 | 408 | 388
2017-03-09 10:30 | 395 | 373
2017-03-09 11:00 | 403 | 382
2017-03-09 11:30 | 417 | 397
2017-03-09 12:00 | 427 | 408
2017-03-09 12:30 | 457 | 440
2017-03-09 13:00 | 476 | 461
2017-03-09 13:30 | 485 | 470
2017-03-09 14:00 | 495 | 482
2017-03-09 14:30 | 496 | 482
2017-03-09 15:00 | 499 | 485
2017-03-09 15:30 | 493 | 480
2017-03-09 16:00 | 496 | 482
2017-03-09 16:30 | 522 | 510
2017-03-09 17:00 | 545 | 534
2017-03-09 17:30 | 539 | 528
2017-03-09 18:00 | 542 | 531
2017-03-09 18:30 | 539 | 529
2017-03-09 19:00 | 556 | 546
2017-03-09 19:30 | 526 | 514
2017-03-09 20:00 | 500 | 486
2017-03-09 20:30 | 506 | 492
2017-03-09 21:00 | 499 | 485
2017-03-09 21:30 | 502 | 488
2017-03-09 22:00 | 458 | 440
2017-03-09 22:30 | 409 | 386
2017-03-09 23:00 | 328 | 298
2017-03-09 23:30 | 319 | 286
2017-03-10 | 316 | 281
2017-03-10 00:30 | 284 | 244
2017-03-10 01:00 | 301 | 267
2017-03-10 01:30 | 271 | 234
2017-03-10 02:00 | 252 | 205
2017-03-10 02:30 | 251 | 201
2017-03-10 03:00 | 276 | 230
2017-03-10 03:30 | 276 | 230
2017-03-10 04:00 | 276 | 231
2017-03-10 04:30 | 273 | 228
2017-03-10 05:00 | 282 | 239
2017-03-10 05:30 | 290 | 249
2017-03-10 06:00 | 302 | 263
2017-03-10 06:30 | 330 | 296
2017-03-10 07:00 | 372 | 343
2017-03-10 07:30 | 429 | 405
2017-03-10 08:00 | 441 | 419
2017-03-10 08:30 | 439 | 418
2017-03-10 09:00 | 425 | 403
2017-03-10 09:30 | 408 | 385
2017-03-10 10:00 | 426 | 406
2017-03-10 10:30 | 422 | 401
2017-03-10 11:00 | 432 | 412
2017-03-10 11:30 | 449 | 431
2017-03-10 12:00 | 469 | 451
2017-03-10 12:30 | 460 | 441
2017-03-10 13:00 | 466 | 448
2017-03-10 13:30 | 467 | 449
2017-03-10 14:00 | 473 | 455
2017-03-10 14:30 | 478 | 461
2017-03-10 15:00 | 490 | 473
2017-03-10 15:30 | 489 | 473
2017-03-10 16:00 | 484 | 467
2017-03-10 16:30 | 487 | 471
2017-03-10 17:00 | 515 | 500
2017-03-10 17:30 | 513 | 498
2017-03-10 18:00 | 519 | 504
2017-03-10 18:30 | 518 | 504
2017-03-10 19:00 | 508 | 494
2017-03-10 19:30 | 500 | 484
2017-03-10 20:00 | 498 | 482
2017-03-10 20:30 | 508 | 493
2017-03-10 21:00 | 510 | 495
2017-03-10 21:30 | 516 | 500
2017-03-10 22:00 | 473 | 455
2017-03-10 22:30 | 399 | 373
2017-03-10 23:00 | 316 | 278
2017-03-10 23:30 | 305 | 266
2017-03-11 | 301 | 261
2017-03-11 00:30 | 282 | 238
2017-03-11 01:00 | 278 | 232
2017-03-11 01:30 | 257 | 207
2017-03-11 02:00 | 267 | 219
2017-03-11 02:30 | 276 | 230
2017-03-11 03:00 | 289 | 245
2017-03-11 03:30 | 291 | 246
2017-03-11 04:00 | 294 | 250
2017-03-11 04:30 | 293 | 250
2017-03-11 05:00 | 296 | 253
2017-03-11 05:30 | 285 | 240
2017-03-11 06:00 | 281 | 236
2017-03-11 06:30 | 293 | 250
2017-03-11 07:00 | 304 | 263
2017-03-11 07:30 | 327 | 291
2017-03-11 08:00 | 334 | 299
2017-03-11 08:30 | 364 | 333
2017-03-11 09:00 | 358 | 327
2017-03-11 09:30 | 361 | 333
2017-03-11 10:00 | 376 | 348
2017-03-11 10:30 | 378 | 352
2017-03-11 11:00 | 370 | 342
2017-03-11 11:30 | 397 | 371
2017-03-11 12:00 | 439 | 417
2017-03-11 12:30 | 443 | 422
2017-03-11 13:00 | 451 | 430
2017-03-11 13:30 | 462 | 442
2017-03-11 14:00 | 487 | 468
2017-03-11 14:30 | 499 | 482
2017-03-11 15:00 | 499 | 482
2017-03-11 15:30 | 500 | 483
2017-03-11 16:00 | 498 | 481
2017-03-11 16:30 | 509 | 493
2017-03-11 17:00 | 511 | 496
2017-03-11 17:30 | 508 | 492
2017-03-11 18:00 | 506 | 491
2017-03-11 18:30 | 509 | 494
2017-03-11 19:00 | 505 | 490
2017-03-11 19:30 | 457 | 439
2017-03-11 20:00 | 460 | 441
2017-03-11 20:30 | 469 | 450
2017-03-11 21:00 | 471 | 452
2017-03-11 21:30 | 481 | 464
2017-03-11 22:00 | 482 | 465
2017-03-11 22:30 | 470 | 452
2017-03-11 23:00 | 468 | 449
2017-03-11 23:30 | 439 | 419
2017-03-12 | 421 | 399
2017-03-12 00:30 | 369 | 340
2017-03-12 01:00 | 342 | 310
2017-03-12 01:30 | 348 | 316
2017-03-12 02:00 | 333 | 299
2017-03-12 02:30 | 316 | 280
2017-03-12 03:00 | 324 | 289
2017-03-12 03:30 | 331 | 297
2017-03-12 04:00 | 331 | 297
2017-03-12 04:30 | 333 | 299
2017-03-12 05:00 | 354 | 322
2017-03-12 05:30 | 364 | 333
2017-03-12 06:00 | 364 | 333
2017-03-12 06:30 | 363 | 332
2017-03-12 07:00 | 366 | 335
2017-03-12 07:30 | 391 | 364
2017-03-12 08:00 | 415 | 391
2017-03-12 08:30 | 439 | 417
2017-03-12 09:00 | 450 | 429
2017-03-12 09:30 | 420 | 398
2017-03-12 10:00 | 414 | 391
2017-03-12 10:30 | 409 | 386
2017-03-12 11:00 | 419 | 397
2017-03-12 11:30 | 442 | 422
2017-03-12 12:00 | 445 | 426
2017-03-12 12:30 | 441 | 421
2017-03-12 13:00 | 446 | 427
2017-03-12 13:30 | 466 | 448
2017-03-12 14:00 | 490 | 474
2017-03-12 14:30 | 495 | 480
2017-03-12 15:00 | 489 | 474
2017-03-12 15:30 | 498 | 484
2017-03-12 16:00 | 518 | 504
2017-03-12 16:30 | 520 | 507
2017-03-12 17:00 | 503 | 489
2017-03-12 17:30 | 510 | 497
2017-03-12 18:00 | 503 | 490
2017-03-12 18:30 | 479 | 465
2017-03-12 19:00 | 494 | 481
2017-03-12 19:30 | 479 | 465
2017-03-12 20:00 | 465 | 449
2017-03-12 20:30 | 479 | 464
2017-03-12 21:00 | 475 | 459
2017-03-12 21:30 | 484 | 468
2017-03-12 22:00 | 480 | 464
2017-03-12 22:30 | 458 | 440
2017-03-12 23:00 | 439 | 418
2017-03-12 23:30 | 439 | 418
2017-03-13 | 403 | 378
2017-03-13 00:30 | 375 | 348
2017-03-13 01:00 | 328 | 297
2017-03-13 01:30 | 307 | 272
2017-03-13 02:00 | 305 | 266
2017-03-13 02:30 | 320 | 283
2017-03-13 03:00 | 330 | 293
2017-03-13 03:30 | 327 | 290
2017-03-13 04:00 | 328 | 291
2017-03-13 04:30 | 358 | 325
2017-03-13 05:00 | 373 | 344
2017-03-13 05:30 | 392 | 365
2017-03-13 06:00 | 412 | 386
2017-03-13 06:30 | 480 | 460
2017-03-13 07:00 | 496 | 479
2017-03-13 07:30 | 519 | 502
2017-03-13 08:00 | 531 | 515
2017-03-13 08:30 | 533 | 519
2017-03-13 09:00 | 548 | 535
2017-03-13 09:30 | 554 | 541
2017-03-13 10:00 | 521 | 506
2017-03-13 10:30 | 524 | 510
2017-03-13 11:00 | 548 | 533
2017-03-13 11:30 | 578 | 556
2017-03-13 12:00 | 581 | 559
2017-03-13 12:30 | 557 | 533
2017-03-13 13:00 | 528 | 502
2017-03-13 13:30 | 548 | 524
2017-03-13 14:00 | 569 | 548
2017-03-13 14:30 | 568 | 545
2017-03-13 15:00 | 558 | 535
2017-03-13 15:30 | 552 | 530
2017-03-13 16:00 | 548 | 525
2017-03-13 16:30 | 559 | 536
2017-03-13 17:00 | 557 | 534
2017-03-13 17:30 | 561 | 539
2017-03-13 18:00 | 553 | 530
2017-03-13 18:30 | 546 | 523
2017-03-13 19:00 | 534 | 511
2017-03-13 19:30 | 530 | 506
2017-03-13 20:00 | 496 | 476
2017-03-13 20:30 | 478 | 462
2017-03-13 21:00 | 480 | 463
2017-03-13 21:30 | 491 | 475
2017-03-13 22:00 | 499 | 483
2017-03-13 22:30 | 487 | 471
2017-03-13 23:00 | 465 | 446
2017-03-13 23:30 | 462 | 442
2017-03-14 | 475 | 455
2017-03-14 00:30 | 454 | 433
2017-03-14 01:00 | 433 | 410
2017-03-14 01:30 | 418 | 391
2017-03-14 02:00 | 406 | 379
2017-03-14 02:30 | 429 | 403
2017-03-14 03:00 | 447 | 423
2017-03-14 03:30 | 481 | 460
2017-03-14 04:00 | 511 | 493
2017-03-14 04:30 | 518 | 499
2017-03-14 05:00 | 529 | 511
2017-03-14 05:30 | 542 | 526
2017-03-14 06:00 | 535 | 518
2017-03-14 06:30 | 551 | 535
2017-03-14 07:00 | 564 | 551
2017-03-14 07:30 | 571 | 559
2017-03-14 08:00 | 571 | 560
2017-03-14 08:30 | 582 | 563
2017-03-14 09:00 | 565 | 544
2017-03-14 09:30 | 533 | 510
2017-03-14 10:00 | 530 | 506
2017-03-14 10:30 | 524 | 501
2017-03-14 11:00 | 529 | 505
2017-03-14 11:30 | 556 | 534
2017-03-14 12:00 | 557 | 536
2017-03-14 12:30 | 540 | 518
2017-03-14 13:00 | 528 | 505
2017-03-14 13:30 | 523 | 499
2017-03-14 14:00 | 491 | 465
2017-03-14 14:30 | 444 | 415
2017-03-14 15:00 | 430 | 399
2017-03-14 15:30 | 415 | 394
2017-03-14 16:00 | 409 | 392
2017-03-14 16:30 | 417 | 401
2017-03-14 17:00 | 424 | 408
2017-03-14 17:30 | 432 | 415
2017-03-14 18:00 | 426 | 410
2017-03-14 18:30 | 438 | 422
2017-03-14 19:00 | 444 | 429
2017-03-14 19:30 | 440 | 423
2017-03-14 20:00 | 462 | 446
2017-03-14 20:30 | 490 | 476
2017-03-14 21:00 | 493 | 478
2017-03-14 21:30 | 450 | 433
2017-03-14 22:00 | 430 | 410
2017-03-14 22:30 | 424 | 402
2017-03-14 23:00 | 411 | 388
2017-03-14 23:30 | 418 | 395
2017-03-15 | 399 | 374
2017-03-15 00:30 | 329 | 296
2017-03-15 01:00 | 345 | 313
2017-03-15 01:30 | 333 | 300
2017-03-15 02:00 | 356 | 325
2017-03-15 02:30 | 362 | 332
2017-03-15 03:00 | 362 | 332
2017-03-15 03:30 | 358 | 329
2017-03-15 04:00 | 362 | 332
2017-03-15 04:30 | 384 | 356
2017-03-15 05:00 | 442 | 419
2017-03-15 05:30 | 456 | 435
2017-03-15 06:00 | 453 | 431
2017-03-15 06:30 | 464 | 444
2017-03-15 07:00 | 489 | 471
2017-03-15 07:30 | 507 | 492
2017-03-15 08:00 | 518 | 503
2017-03-15 08:30 | 524 | 510
2017-03-15 09:00 | 522 | 507
2017-03-15 09:30 | 539 | 525
2017-03-15 10:00 | 522 | 507
2017-03-15 10:30 | 507 | 491
2017-03-15 11:00 | 521 | 506
2017-03-15 11:30 | 546 | 532
2017-03-15 12:00 | 556 | 537
2017-03-15 12:30 | 580 | 557
2017-03-15 13:00 | 573 | 550
2017-03-15 13:30 | 583 | 560
2017-03-15 14:00 | 581 | 559
2017-03-15 14:30 | 573 | 550
2017-03-15 15:00 | 571 | 548
2017-03-15 15:30 | 568 | 545
2017-03-15 16:00 | 570 | 547
2017-03-15 16:30 | 579 | 556
2017-03-15 17:00 | 581 | 559
2017-03-15 17:30 | 572 | 548
2017-03-15 18:00 | 569 | 545
2017-03-15 18:30 | 572 | 549
2017-03-15 19:00 | 588 | 566
2017-03-15 19:30 | 565 | 541
2017-03-15 20:00 | 568 | 544
2017-03-15 20:30 | 593 | 571
2017-03-15 21:00 | 569 | 545
2017-03-15 21:30 | 579 | 555
2017-03-15 22:00 | 582 | 567
2017-03-15 22:30 | 550 | 536
2017-03-15 23:00 | 519 | 503
2017-03-15 23:30 | 517 | 500
2017-03-16 | 511 | 493
2017-03-16 00:30 | 430 | 405
2017-03-16 01:00 | 394 | 366
2017-03-16 01:30 | 389 | 360
2017-03-16 02:00 | 382 | 353
2017-03-16 02:30 | 437 | 413
2017-03-16 03:00 | 458 | 435
2017-03-16 03:30 | 475 | 454
2017-03-16 04:00 | 491 | 472
2017-03-16 04:30 | 470 | 449
2017-03-16 05:00 | 460 | 438
2017-03-16 05:30 | 470 | 450
2017-03-16 06:00 | 495 | 476
2017-03-16 06:30 | 500 | 482
2017-03-16 07:00 | 525 | 505
2017-03-16 07:30 | 583 | 560
2017-03-16 08:00 | 610 | 590
2017-03-16 08:30 | 631 | 614
2017-03-16 09:00 | 620 | 602
2017-03-16 09:30 | 585 | 564
2017-03-16 10:00 | 568 | 545
2017-03-16 10:30 | 534 | 507
2017-03-16 11:00 | 529 | 501
2017-03-16 11:30 | 535 | 509
2017-03-16 12:00 | 544 | 518
2017-03-16 12:30 | 572 | 548
2017-03-16 13:00 | 562 | 538
2017-03-16 13:30 | 554 | 530
2017-03-16 14:00 | 569 | 546
2017-03-16 14:30 | 559 | 535
2017-03-16 15:00 | 560 | 537
2017-03-16 15:30 | 580 | 558
2017-03-16 16:00 | 577 | 555
2017-03-16 16:30 | 580 | 559
2017-03-16 17:00 | 584 | 563
2017-03-16 17:30 | 567 | 544
2017-03-16 18:00 | 561 | 538
2017-03-16 18:30 | 559 | 535
2017-03-16 19:00 | 543 | 518
2017-03-16 19:30 | 524 | 497
2017-03-16 20:00 | 506 | 477
2017-03-16 20:30 | 495 | 469
2017-03-16 21:00 | 469 | 450
2017-03-16 21:30 | 478 | 459
2017-03-16 22:00 | 459 | 440
2017-03-16 22:30 | 429 | 406
2017-03-16 23:00 | 384 | 357
2017-03-16 23:30 | 394 | 367
2017-03-17 | 417 | 391
2017-03-17 00:30 | 387 | 359
2017-03-17 01:00 | 396 | 368
2017-03-17 01:30 | 399 | 372
2017-03-17 02:00 | 394 | 366
2017-03-17 02:30 | 405 | 378
2017-03-17 03:00 | 422 | 397
2017-03-17 03:30 | 428 | 403
2017-03-17 04:00 | 445 | 422
2017-03-17 04:30 | 456 | 434
2017-03-17 05:00 | 452 | 429
2017-03-17 05:30 | 458 | 436
2017-03-17 06:00 | 492 | 473
2017-03-17 06:30 | 522 | 506
2017-03-17 07:00 | 531 | 516
2017-03-17 07:30 | 537 | 523
2017-03-17 08:00 | 530 | 516
2017-03-17 08:30 | 506 | 490
2017-03-17 09:00 | 485 | 468
2017-03-17 09:30 | 463 | 445
2017-03-17 10:00 | 462 | 443
2017-03-17 10:30 | 463 | 445
2017-03-17 11:00 | 469 | 453
2017-03-17 11:30 | 467 | 451
2017-03-17 12:00 | 460 | 443
2017-03-17 12:30 | 465 | 448
2017-03-17 13:00 | 462 | 446
2017-03-17 13:30 | 462 | 445
2017-03-17 14:00 | 475 | 460
2017-03-17 14:30 | 477 | 462
2017-03-17 15:00 | 473 | 457
2017-03-17 15:30 | 470 | 454
2017-03-17 16:00 | 456 | 439
2017-03-17 16:30 | 452 | 435
2017-03-17 17:00 | 447 | 430
2017-03-17 17:30 | 425 | 407
2017-03-17 18:00 | 434 | 416
2017-03-17 18:30 | 444 | 427
2017-03-17 19:00 | 432 | 415
2017-03-17 19:30 | 418 | 399
2017-03-17 20:00 | 418 | 399
2017-03-17 20:30 | 425 | 405
2017-03-17 21:00 | 429 | 410
2017-03-17 21:30 | 437 | 418
2017-03-17 22:00 | 430 | 410
2017-03-17 22:30 | 413 | 391
2017-03-17 23:00 | 399 | 375
2017-03-17 23:30 | 372 | 345
2017-03-18 | 346 | 314
2017-03-18 00:30 | 316 | 280
2017-03-18 01:00 | 307 | 269
2017-03-18 01:30 | 315 | 278
2017-03-18 02:00 | 318 | 279
2017-03-18 02:30 | 325 | 287
2017-03-18 03:00 | 344 | 310
2017-03-18 03:30 | 346 | 311
2017-03-18 04:00 | 349 | 315
2017-03-18 04:30 | 364 | 332
2017-03-18 05:00 | 372 | 340
2017-03-18 05:30 | 371 | 339
2017-03-18 06:00 | 382 | 352
2017-03-18 06:30 | 398 | 370
2017-03-18 07:00 | 398 | 370
2017-03-18 07:30 | 397 | 369
2017-03-18 08:00 | 391 | 362
2017-03-18 08:30 | 395 | 367
2017-03-18 09:00 | 370 | 340
2017-03-18 09:30 | 384 | 356
2017-03-18 10:00 | 390 | 363
2017-03-18 10:30 | 379 | 352
2017-03-18 11:00 | 382 | 356
2017-03-18 11:30 | 381 | 357
2017-03-18 12:00 | 389 | 365
2017-03-18 12:30 | 409 | 386
2017-03-18 13:00 | 429 | 408
2017-03-18 13:30 | 438 | 418
2017-03-18 14:00 | 443 | 424
2017-03-18 14:30 | 446 | 427
2017-03-18 15:00 | 440 | 421
2017-03-18 15:30 | 434 | 415
2017-03-18 16:00 | 426 | 406
2017-03-18 16:30 | 432 | 412
2017-03-18 17:00 | 447 | 429
2017-03-18 17:30 | 442 | 424
2017-03-18 18:00 | 441 | 422
2017-03-18 18:30 | 455 | 438
2017-03-18 19:00 | 456 | 439
2017-03-18 19:30 | 458 | 441
2017-03-18 20:00 | 454 | 436
2017-03-18 20:30 | 459 | 442
2017-03-18 21:00 | 441 | 422
2017-03-18 21:30 | 449 | 430
2017-03-18 22:00 | 453 | 434
2017-03-18 22:30 | 435 | 415
2017-03-18 23:00 | 429 | 408
2017-03-18 23:30 | 425 | 404
2017-03-19 | 423 | 401
2017-03-19 00:30 | 405 | 382
2017-03-19 01:00 | 418 | 395
2017-03-19 01:30 | 444 | 423
2017-03-19 02:00 | 441 | 420
2017-03-19 02:30 | 441 | 420
2017-03-19 03:00 | 450 | 429
2017-03-19 03:30 | 451 | 430
2017-03-19 04:00 | 481 | 462
2017-03-19 04:30 | 474 | 454
2017-03-19 05:00 | 469 | 450
2017-03-19 05:30 | 475 | 456
2017-03-19 06:00 | 483 | 465
2017-03-19 06:30 | 503 | 486
2017-03-19 07:00 | 517 | 501
2017-03-19 07:30 | 522 | 506
2017-03-19 08:00 | 524 | 508
2017-03-19 08:30 | 545 | 531
2017-03-19 09:00 | 536 | 521
2017-03-19 09:30 | 508 | 493
2017-03-19 10:00 | 492 | 476
2017-03-19 10:30 | 475 | 457
2017-03-19 11:00 | 487 | 470
2017-03-19 11:30 | 497 | 481
2017-03-19 12:00 | 507 | 491
2017-03-19 12:30 | 501 | 485
2017-03-19 13:00 | 492 | 475
2017-03-19 13:30 | 489 | 472
2017-03-19 14:00 | 505 | 490
2017-03-19 14:30 | 511 | 496
2017-03-19 15:00 | 517 | 503
2017-03-19 15:30 | 542 | 529
2017-03-19 16:00 | 552 | 539
2017-03-19 16:30 | 547 | 532
2017-03-19 17:00 | 572 | 550
2017-03-19 17:30 | 568 | 546
2017-03-19 18:00 | 556 | 533
2017-03-19 18:30 | 549 | 526
2017-03-19 19:00 | 546 | 523
2017-03-19 19:30 | 534 | 509
2017-03-19 20:00 | 540 | 516
2017-03-19 20:30 | 544 | 519
2017-03-19 21:00 | 530 | 504
2017-03-19 21:30 | 522 | 504
2017-03-19 22:00 | 524 | 510
2017-03-19 22:30 | 512 | 497
2017-03-19 23:00 | 511 | 496
2017-03-19 23:30 | 523 | 508
2017-03-20 | 506 | 490
2017-03-20 00:30 | 499 | 482
2017-03-20 01:00 | 497 | 480
2017-03-20 01:30 | 490 | 473
2017-03-20 02:00 | 492 | 474
2017-03-20 02:30 | 509 | 493
2017-03-20 03:00 | 540 | 526
2017-03-20 03:30 | 542 | 528
2017-03-20 04:00 | 549 | 535
2017-03-20 04:30 | 580 | 568
2017-03-20 05:00 | 596 | 585
2017-03-20 05:30 | 595 | 584
2017-03-20 06:00 | 627 | 617
2017-03-20 06:30 | 665 | 657
2017-03-20 07:00 | 697 | 686
2017-03-20 07:30 | 715 | 703
2017-03-20 08:00 | 732 | 722
2017-03-20 08:30 | 757 | 749
2017-03-20 09:00 | 759 | 748
2017-03-20 09:30 | 738 | 724
2017-03-20 10:00 | 738 | 724
2017-03-20 10:30 | 729 | 715
2017-03-20 11:00 | 721 | 706
2017-03-20 11:30 | 738 | 725
2017-03-20 12:00 | 745 | 732
2017-03-20 12:30 | 731 | 717
2017-03-20 13:00 | 722 | 707
2017-03-20 13:30 | 709 | 693
2017-03-20 14:00 | 706 | 690
2017-03-20 14:30 | 706 | 690
2017-03-20 15:00 | 714 | 699
2017-03-20 15:30 | 722 | 708
2017-03-20 16:00 | 724 | 709
2017-03-20 16:30 | 715 | 699
2017-03-20 17:00 | 721 | 706
2017-03-20 17:30 | 721 | 705
2017-03-20 18:00 | 726 | 711
2017-03-20 18:30 | 721 | 707
2017-03-20 19:00 | 719 | 705
2017-03-20 19:30 | 712 | 697
2017-03-20 20:00 | 707 | 692
2017-03-20 20:30 | 697 | 681
2017-03-20 21:00 | 684 | 666
2017-03-20 21:30 | 679 | 669
2017-03-20 22:00 | 639 | 629
2017-03-20 22:30 | 602 | 592
2017-03-20 23:00 | 572 | 560
2017-03-20 23:30 | 567 | 553
2017-03-21 | 564 | 549
2017-03-21 00:30 | 526 | 508
2017-03-21 01:00 | 546 | 529
2017-03-21 01:30 | 557 | 540
2017-03-21 02:00 | 556 | 540
2017-03-21 02:30 | 518 | 498
2017-03-21 03:00 | 496 | 475
2017-03-21 03:30 | 482 | 461
2017-03-21 04:00 | 490 | 468
2017-03-21 04:30 | 523 | 505
2017-03-21 05:00 | 520 | 500
2017-03-21 05:30 | 483 | 461
2017-03-21 06:00 | 474 | 452
2017-03-21 06:30 | 509 | 490
2017-03-21 07:00 | 512 | 495
2017-03-21 07:30 | 547 | 531
2017-03-21 08:00 | 607 | 586
2017-03-21 08:30 | 613 | 595
2017-03-21 09:00 | 606 | 588
2017-03-21 09:30 | 582 | 562
2017-03-21 10:00 | 558 | 535
2017-03-21 10:30 | 538 | 514
2017-03-21 11:00 | 543 | 518
2017-03-21 11:30 | 555 | 532
2017-03-21 12:00 | 560 | 537
2017-03-21 12:30 | 563 | 541
2017-03-21 13:00 | 564 | 542
2017-03-21 13:30 | 567 | 546
2017-03-21 14:00 | 563 | 541
2017-03-21 14:30 | 551 | 527
2017-03-21 15:00 | 549 | 525
2017-03-21 15:30 | 558 | 535
2017-03-21 16:00 | 577 | 556
2017-03-21 16:30 | 530 | 504
2017-03-21 17:00 | 498 | 469
2017-03-21 17:30 | 499 | 470
2017-03-21 18:00 | 489 | 459
2017-03-21 18:30 | 484 | 455
2017-03-21 19:00 | 483 | 453
2017-03-21 19:30 | 475 | 444
2017-03-21 20:00 | 462 | 444
2017-03-21 20:30 | 452 | 434
2017-03-21 21:00 | 450 | 431
2017-03-21 21:30 | 423 | 401
2017-03-21 22:00 | 417 | 395
2017-03-21 22:30 | 406 | 383
2017-03-21 23:00 | 383 | 357
2017-03-21 23:30 | 387 | 360
2017-03-22 | 380 | 353
2017-03-22 00:30 | 374 | 346
2017-03-22 01:00 | 373 | 344
2017-03-22 01:30 | 374 | 345
2017-03-22 02:00 | 373 | 342
2017-03-22 02:30 | 370 | 337
2017-03-22 03:00 | 363 | 330
2017-03-22 03:30 | 371 | 339
2017-03-22 04:00 | 365 | 332
2017-03-22 04:30 | 356 | 323
2017-03-22 05:00 | 356 | 322
2017-03-22 05:30 | 358 | 324
2017-03-22 06:00 | 355 | 322
2017-03-22 06:30 | 377 | 346
2017-03-22 07:00 | 403 | 376
2017-03-22 07:30 | 460 | 439
2017-03-22 08:00 | 475 | 456
2017-03-22 08:30 | 475 | 457
2017-03-22 09:00 | 460 | 442
2017-03-22 09:30 | 479 | 453
2017-03-22 10:00 | 524 | 497
2017-03-22 10:30 | 536 | 510
2017-03-22 11:00 | 552 | 528
2017-03-22 11:30 | 567 | 545
2017-03-22 12:00 | 556 | 533
2017-03-22 12:30 | 555 | 532
2017-03-22 13:00 | 553 | 530
2017-03-22 13:30 | 551 | 528
2017-03-22 14:00 | 541 | 517
2017-03-22 14:30 | 541 | 517
2017-03-22 15:00 | 519 | 505
2017-03-22 15:30 | 501 | 485
2017-03-22 16:00 | 497 | 481
2017-03-22 16:30 | 512 | 497
2017-03-22 17:00 | 534 | 521
2017-03-22 17:30 | 561 | 549
2017-03-22 18:00 | 568 | 557
2017-03-22 18:30 | 552 | 540
2017-03-22 19:00 | 542 | 529
2017-03-22 19:30 | 537 | 523
2017-03-22 20:00 | 540 | 526
2017-03-22 20:30 | 548 | 534
2017-03-22 21:00 | 541 | 527
2017-03-22 21:30 | 533 | 519
2017-03-22 22:00 | 528 | 514
2017-03-22 22:30 | 467 | 449
2017-03-22 23:00 | 360 | 333
2017-03-22 23:30 | 328 | 296
2017-03-23 | 323 | 289
2017-03-23 00:30 | 302 | 263
2017-03-23 01:00 | 288 | 246
2017-03-23 01:30 | 293 | 248
2017-03-23 02:00 | 295 | 250
2017-03-23 02:30 | 297 | 253
2017-03-23 03:00 | 309 | 267
2017-03-23 03:30 | 306 | 263
2017-03-23 04:00 | 315 | 273
2017-03-23 04:30 | 319 | 278
2017-03-23 05:00 | 316 | 276
2017-03-23 05:30 | 318 | 278
2017-03-23 06:00 | 341 | 306
2017-03-23 06:30 | 377 | 347
2017-03-23 07:00 | 425 | 401
2017-03-23 07:30 | 480 | 461
2017-03-23 08:00 | 510 | 496
2017-03-23 08:30 | 516 | 502
2017-03-23 09:00 | 501 | 487
2017-03-23 09:30 | 505 | 492
2017-03-23 10:00 | 530 | 517
2017-03-23 10:30 | 543 | 523
2017-03-23 11:00 | 550 | 527
2017-03-23 11:30 | 563 | 541
2017-03-23 12:00 | 561 | 539
2017-03-23 12:30 | 564 | 542
2017-03-23 13:00 | 573 | 552
2017-03-23 13:30 | 567 | 546
2017-03-23 14:00 | 563 | 542
2017-03-23 14:30 | 552 | 530
2017-03-23 15:00 | 546 | 523
2017-03-23 15:30 | 542 | 519
2017-03-23 16:00 | 545 | 520
2017-03-23 16:30 | 549 | 525
2017-03-23 17:00 | 564 | 541
2017-03-23 17:30 | 572 | 551
2017-03-23 18:00 | 579 | 558
2017-03-23 18:30 | 576 | 555
2017-03-23 19:00 | 559 | 537
2017-03-23 19:30 | 553 | 530
2017-03-23 20:00 | 557 | 534
2017-03-23 20:30 | 544 | 519
2017-03-23 21:00 | 543 | 518
2017-03-23 21:30 | 550 | 525
2017-03-23 22:00 | 538 | 514
2017-03-23 22:30 | 446 | 427
2017-03-23 23:00 | 336 | 306
2017-03-23 23:30 | 320 | 287
2017-03-24 | 322 | 289
2017-03-24 00:30 | 317 | 280
2017-03-24 01:00 | 334 | 299
2017-03-24 01:30 | 329 | 293
2017-03-24 02:00 | 332 | 296
2017-03-24 02:30 | 321 | 283
2017-03-24 03:00 | 314 | 274
2017-03-24 03:30 | 319 | 280
2017-03-24 04:00 | 310 | 270
2017-03-24 04:30 | 307 | 267
2017-03-24 05:00 | 289 | 247
2017-03-24 05:30 | 307 | 268
2017-03-24 06:00 | 306 | 267
2017-03-24 06:30 | 353 | 321
2017-03-24 07:00 | 434 | 411
2017-03-24 07:30 | 476 | 458
2017-03-24 08:00 | 483 | 465
2017-03-24 08:30 | 497 | 481
2017-03-24 09:00 | 504 | 489
2017-03-24 09:30 | 501 | 486
2017-03-24 10:00 | 499 | 483
2017-03-24 10:30 | 528 | 511
2017-03-24 11:00 | 563 | 540
2017-03-24 11:30 | 558 | 534
2017-03-24 12:00 | 554 | 530
2017-03-24 12:30 | 562 | 538
2017-03-24 13:00 | 581 | 559
2017-03-24 13:30 | 556 | 532
2017-03-24 14:00 | 548 | 523
2017-03-24 14:30 | 552 | 528
2017-03-24 15:00 | 542 | 517
2017-03-24 15:30 | 547 | 522
2017-03-24 16:00 | 543 | 517
2017-03-24 16:30 | 552 | 528
2017-03-24 17:00 | 576 | 554
2017-03-24 17:30 | 569 | 547
2017-03-24 18:00 | 565 | 542
2017-03-24 18:30 | 567 | 545
2017-03-24 19:00 | 612 | 598
2017-03-24 19:30 | 636 | 627
2017-03-24 20:00 | 565 | 553
2017-03-24 20:30 | 548 | 535
2017-03-24 21:00 | 554 | 541
2017-03-24 21:30 | 518 | 503
2017-03-24 22:00 | 509 | 493
2017-03-24 22:30 | 426 | 405
2017-03-24 23:00 | 355 | 328
2017-03-24 23:30 | 338 | 308
2017-03-25 | 337 | 305
2017-03-25 00:30 | 329 | 295
2017-03-25 01:00 | 336 | 303
2017-03-25 01:30 | 332 | 299
2017-03-25 02:00 | 331 | 297
2017-03-25 02:30 | 343 | 310
2017-03-25 03:00 | 360 | 330
2017-03-25 03:30 | 359 | 327
2017-03-25 04:00 | 356 | 325
2017-03-25 04:30 | 358 | 326
2017-03-25 05:00 | 354 | 322
2017-03-25 05:30 | 360 | 330
2017-03-25 06:00 | 372 | 343
2017-03-25 06:30 | 365 | 335
2017-03-25 07:00 | 408 | 383
2017-03-25 07:30 | 429 | 406
2017-03-25 08:00 | 430 | 408
2017-03-25 08:30 | 432 | 411
2017-03-25 09:00 | 423 | 401
2017-03-25 09:30 | 402 | 378
2017-03-25 10:00 | 422 | 400
2017-03-25 10:30 | 431 | 410
2017-03-25 11:00 | 431 | 410
2017-03-25 11:30 | 478 | 460
2017-03-25 12:00 | 491 | 474
2017-03-25 12:30 | 481 | 463
2017-03-25 13:00 | 484 | 466
2017-03-25 13:30 | 477 | 459
2017-03-25 14:00 | 478 | 460
2017-03-25 14:30 | 476 | 458
2017-03-25 15:00 | 500 | 483
2017-03-25 15:30 | 523 | 508
2017-03-25 16:00 | 501 | 485
2017-03-25 16:30 | 499 | 483
2017-03-25 17:00 | 500 | 484
2017-03-25 17:30 | 491 | 475
2017-03-25 18:00 | 490 | 474
2017-03-25 18:30 | 496 | 480
2017-03-25 19:00 | 484 | 467
2017-03-25 19:30 | 447 | 427
2017-03-25 20:00 | 451 | 432
2017-03-25 20:30 | 461 | 442
2017-03-25 21:00 | 466 | 447
2017-03-25 21:30 | 476 | 459
2017-03-25 22:00 | 488 | 471
2017-03-25 22:30 | 451 | 431
2017-03-25 23:00 | 384 | 359
2017-03-25 23:30 | 379 | 352
2017-03-26 | 382 | 353
2017-03-26 00:30 | 384 | 356
2017-03-26 01:00 | 399 | 372
2017-03-26 01:30 | 418 | 392
2017-03-26 02:00 | 440 | 416
2017-03-26 02:30 | 500 | 480
2017-03-26 03:00 | 529 | 511
2017-03-26 03:30 | 524 | 507
2017-03-26 04:00 | 503 | 484
2017-03-26 04:30 | 509 | 491
2017-03-26 05:00 | 506 | 487
2017-03-26 05:30 | 512 | 493
2017-03-26 06:00 | 525 | 508
2017-03-26 06:30 | 498 | 479
2017-03-26 07:00 | 477 | 456
2017-03-26 07:30 | 502 | 483
2017-03-26 08:00 | 491 | 472
2017-03-26 08:30 | 500 | 481
2017-03-26 09:00 | 492 | 474
2017-03-26 09:30 | 464 | 445
2017-03-26 10:00 | 451 | 431
2017-03-26 10:30 | 460 | 440
2017-03-26 11:00 | 461 | 441
2017-03-26 11:30 | 470 | 451
2017-03-26 12:00 | 478 | 460
2017-03-26 12:30 | 487 | 470
2017-03-26 13:00 | 480 | 462
2017-03-26 13:30 | 477 | 459
2017-03-26 14:00 | 477 | 458
2017-03-26 14:30 | 476 | 458
2017-03-26 15:00 | 474 | 456
2017-03-26 15:30 | 469 | 451
2017-03-26 16:00 | 500 | 484
2017-03-26 16:30 | 513 | 497
2017-03-26 17:00 | 531 | 517
2017-03-26 17:30 | 537 | 523
2017-03-26 18:00 | 554 | 541
2017-03-26 18:30 | 556 | 544
2017-03-26 19:00 | 556 | 544
2017-03-26 19:30 | 538 | 525
2017-03-26 20:00 | 535 | 522
2017-03-26 20:30 | 538 | 524
2017-03-26 21:00 | 541 | 527
2017-03-26 21:30 | 543 | 530
2017-03-26 22:00 | 552 | 539
2017-03-26 22:30 | 502 | 486
2017-03-26 23:00 | 466 | 447
2017-03-26 23:30 | 462 | 442
2017-03-27 | 455 | 434
2017-03-27 00:30 | 468 | 447
2017-03-27 01:00 | 477 | 457
2017-03-27 01:30 | 483 | 464
2017-03-27 02:00 | 483 | 463
2017-03-27 02:30 | 494 | 475
2017-03-27 03:00 | 507 | 488
2017-03-27 03:30 | 533 | 516
2017-03-27 04:00 | 536 | 519
2017-03-27 04:30 | 539 | 523
2017-03-27 05:00 | 543 | 527
2017-03-27 05:30 | 528 | 512
2017-03-27 06:00 | 530 | 514
2017-03-27 06:30 | 534 | 519
2017-03-27 07:00 | 536 | 522
2017-03-27 07:30 | 595 | 583
2017-03-27 08:00 | 586 | 575
2017-03-27 08:30 | 580 | 569
2017-03-27 09:00 | 570 | 559
2017-03-27 09:30 | 557 | 544
2017-03-27 10:00 | 550 | 536
2017-03-27 10:30 | 547 | 534
2017-03-27 11:00 | 540 | 526
2017-03-27 11:30 | 560 | 548
2017-03-27 12:00 | 561 | 550
2017-03-27 12:30 | 570 | 560
2017-03-27 13:00 | 564 | 554
2017-03-27 13:30 | 555 | 545
2017-03-27 14:00 | 545 | 535
2017-03-27 14:30 | 556 | 546
2017-03-27 15:00 | 566 | 556
2017-03-27 15:30 | 565 | 556
2017-03-27 16:00 | 563 | 553
2017-03-27 16:30 | 595 | 587
2017-03-27 17:00 | 622 | 615
2017-03-27 17:30 | 607 | 599
2017-03-27 18:00 | 603 | 594
2017-03-27 18:30 | 610 | 602
2017-03-27 19:00 | 610 | 602
2017-03-27 19:30 | 622 | 614
2017-03-27 20:00 | 625 | 617
2017-03-27 20:30 | 605 | 597
2017-03-27 21:00 | 609 | 600
2017-03-27 21:30 | 611 | 602
2017-03-27 22:00 | 623 | 615
2017-03-27 22:30 | 575 | 565
2017-03-27 23:00 | 518 | 504
2017-03-27 23:30 | 523 | 510
2017-03-28 | 501 | 484
2017-03-28 00:30 | 490 | 472
2017-03-28 01:00 | 457 | 437
2017-03-28 01:30 | 450 | 428
2017-03-28 02:00 | 469 | 449
2017-03-28 02:30 | 500 | 482
2017-03-28 03:00 | 538 | 523
2017-03-28 03:30 | 565 | 552
2017-03-28 04:00 | 563 | 549
2017-03-28 04:30 | 557 | 543
2017-03-28 05:00 | 528 | 513
2017-03-28 05:30 | 536 | 521
2017-03-28 06:00 | 530 | 515
2017-03-28 06:30 | 545 | 532
2017-03-28 07:00 | 544 | 532
2017-03-28 07:30 | 562 | 552
2017-03-28 08:00 | 550 | 540
2017-03-28 08:30 | 562 | 553
2017-03-28 09:00 | 553 | 545
2017-03-28 09:30 | 550 | 541
2017-03-28 10:00 | 537 | 527
2017-03-28 10:30 | 533 | 523
2017-03-28 11:00 | 528 | 518
2017-03-28 11:30 | 544 | 534
2017-03-28 12:00 | 569 | 559
2017-03-28 12:30 | 635 | 620
2017-03-28 13:00 | 645 | 631
2017-03-28 13:30 | 645 | 630
2017-03-28 14:00 | 649 | 634
2017-03-28 14:30 | 664 | 650
2017-03-28 15:00 | 686 | 673
2017-03-28 15:30 | 690 | 677
2017-03-28 16:00 | 684 | 671
2017-03-28 16:30 | 694 | 682
2017-03-28 17:00 | 710 | 698
2017-03-28 17:30 | 710 | 698
2017-03-28 18:00 | 705 | 693
2017-03-28 18:30 | 698 | 686
2017-03-28 19:00 | 698 | 686
2017-03-28 19:30 | 694 | 681
2017-03-28 20:00 | 699 | 687
2017-03-28 20:30 | 687 | 674
2017-03-28 21:00 | 678 | 664
2017-03-28 21:30 | 663 | 648
2017-03-28 22:00 | 640 | 627
2017-03-28 22:30 | 573 | 561
2017-03-28 23:00 | 549 | 534
2017-03-28 23:30 | 548 | 531
2017-03-29 | 530 | 513
2017-03-29 00:30 | 522 | 504
2017-03-29 01:00 | 523 | 505
2017-03-29 01:30 | 525 | 507
2017-03-29 02:00 | 530 | 512
2017-03-29 02:30 | 552 | 535
2017-03-29 03:00 | 507 | 487
2017-03-29 03:30 | 520 | 501
2017-03-29 04:00 | 518 | 500
2017-03-29 04:30 | 490 | 470
2017-03-29 05:00 | 479 | 457
2017-03-29 05:30 | 490 | 469
2017-03-29 06:00 | 491 | 470
2017-03-29 06:30 | 500 | 482
2017-03-29 07:00 | 501 | 484
2017-03-29 07:30 | 491 | 474
2017-03-29 08:00 | 529 | 516
2017-03-29 08:30 | 540 | 529
2017-03-29 09:00 | 529 | 518
2017-03-29 09:30 | 533 | 522
2017-03-29 10:00 | 548 | 538
2017-03-29 10:30 | 576 | 567
2017-03-29 11:00 | 575 | 565
2017-03-29 11:30 | 574 | 565
2017-03-29 12:00 | 580 | 571
2017-03-29 12:30 | 596 | 587
2017-03-29 13:00 | 627 | 620
2017-03-29 13:30 | 636 | 629
2017-03-29 14:00 | 624 | 616
2017-03-29 14:30 | 598 | 589
2017-03-29 15:00 | 611 | 603
2017-03-29 15:30 | 620 | 612
2017-03-29 16:00 | 642 | 635
2017-03-29 16:30 | 670 | 664
2017-03-29 17:00 | 695 | 683
2017-03-29 17:30 | 671 | 659
2017-03-29 18:00 | 637 | 622
2017-03-29 18:30 | 623 | 608
2017-03-29 19:00 | 605 | 588
2017-03-29 19:30 | 572 | 555
2017-03-29 20:00 | 566 | 557
2017-03-29 20:30 | 568 | 558
2017-03-29 21:00 | 574 | 563
2017-03-29 21:30 | 580 | 570
2017-03-29 22:00 | 563 | 551
2017-03-29 22:30 | 497 | 481
2017-03-29 23:00 | 459 | 440
2017-03-29 23:30 | 446 | 426
2017-03-30 | 425 | 404
2017-03-30 00:30 | 437 | 416
2017-03-30 01:00 | 466 | 447
2017-03-30 01:30 | 484 | 466
2017-03-30 02:00 | 479 | 462
2017-03-30 02:30 | 478 | 460
2017-03-30 03:00 | 487 | 469
2017-03-30 03:30 | 504 | 487
2017-03-30 04:00 | 508 | 491
2017-03-30 04:30 | 512 | 496
2017-03-30 05:00 | 505 | 489
2017-03-30 05:30 | 522 | 507
2017-03-30 06:00 | 532 | 517
2017-03-30 06:30 | 560 | 548
2017-03-30 07:00 | 594 | 584
2017-03-30 07:30 | 615 | 605
2017-03-30 08:00 | 620 | 612
2017-03-30 08:30 | 618 | 611
2017-03-30 09:00 | 589 | 581
2017-03-30 09:30 | 543 | 533
2017-03-30 10:00 | 535 | 524
2017-03-30 10:30 | 513 | 501
2017-03-30 11:00 | 497 | 483
2017-03-30 11:30 | 459 | 443
2017-03-30 12:00 | 484 | 469
2017-03-30 12:30 | 502 | 489
2017-03-30 13:00 | 462 | 446
2017-03-30 13:30 | 451 | 433
2017-03-30 14:00 | 445 | 427
2017-03-30 14:30 | 424 | 405
2017-03-30 15:00 | 415 | 394
2017-03-30 15:30 | 412 | 391
2017-03-30 16:00 | 418 | 397
2017-03-30 16:30 | 406 | 384
2017-03-30 17:00 | 412 | 391
2017-03-30 17:30 | 377 | 353
2017-03-30 18:00 | 396 | 375
2017-03-30 18:30 | 388 | 366
2017-03-30 19:00 | 363 | 339
2017-03-30 19:30 | 351 | 326
2017-03-30 20:00 | 328 | 300
2017-03-30 20:30 | 330 | 302
2017-03-30 21:00 | 321 | 293
2017-03-30 21:30 | 332 | 304
2017-03-30 22:00 | 336 | 309
2017-03-30 22:30 | 318 | 289
2017-03-30 23:00 | 298 | 266
2017-03-30 23:30 | 303 | 269
2017-03-31 | 281 | 243
2017-03-31 00:30 | 276 | 237
2017-03-31 01:00 | 288 | 250
2017-03-31 01:30 | 295 | 258
2017-03-31 02:00 | 302 | 266
2017-03-31 02:30 | 307 | 272
2017-03-31 03:00 | 303 | 266
2017-03-31 03:30 | 310 | 274
2017-03-31 04:00 | 312 | 276
2017-03-31 04:30 | 336 | 304
2017-03-31 05:00 | 330 | 297
2017-03-31 05:30 | 324 | 292
2017-03-31 06:00 | 344 | 313
2017-03-31 06:30 | 347 | 318
2017-03-31 07:00 | 370 | 346
2017-03-31 07:30 | 368 | 343
2017-03-31 08:00 | 368 | 345
2017-03-31 08:30 | 362 | 337
2017-03-31 09:00 | 342 | 315
2017-03-31 09:30 | 317 | 288
2017-03-31 10:00 | 326 | 297
2017-03-31 10:30 | 302 | 271
2017-03-31 11:00 | 311 | 281
2017-03-31 11:30 | 322 | 293
2017-03-31 12:00 | 329 | 301
2017-03-31 12:30 | 329 | 301
2017-03-31 13:00 | 302 | 270
2017-03-31 13:30 | 295 | 262
2017-03-31 14:00 | 303 | 270
2017-03-31 14:30 | 304 | 273
2017-03-31 15:00 | 317 | 287
2017-03-31 15:30 | 308 | 276
2017-03-31 16:00 | 324 | 295
2017-03-31 16:30 | 310 | 280
2017-03-31 17:00 | 351 | 325
2017-03-31 17:30 | 357 | 332
2017-03-31 18:00 | 359 | 334
2017-03-31 18:30 | 375 | 353
2017-03-31 19:00 | 375 | 353
2017-03-31 19:30 | 380 | 358
2017-03-31 20:00 | 385 | 364
2017-03-31 20:30 | 385 | 363
2017-03-31 21:00 | 393 | 372
2017-03-31 21:30 | 379 | 356
2017-03-31 22:00 | 369 | 345
2017-03-31 22:30 | 356 | 331
2017-03-31 23:00 | 349 | 323
2017-03-31 23:30 | 360 | 335
2017-04-01 | 369 | 344
2017-04-01 00:30 | 350 | 323
2017-04-01 01:00 | 349 | 321
2017-04-01 01:30 | 345 | 317
2017-04-01 02:00 | 355 | 327
2017-04-01 02:30 | 364 | 337
2017-04-01 03:00 | 377 | 349
2017-04-01 03:30 | 386 | 359
2017-04-01 04:00 | 394 | 367
2017-04-01 04:30 | 403 | 377
2017-04-01 05:00 | 414 | 390
2017-04-01 05:30 | 418 | 394
2017-04-01 06:00 | 428 | 406
2017-04-01 06:30 | 465 | 444
2017-04-01 07:00 | 465 | 445
2017-04-01 07:30 | 481 | 463
2017-04-01 08:00 | 483 | 464
2017-04-01 08:30 | 483 | 465
2017-04-01 09:00 | 472 | 454
2017-04-01 09:30 | 457 | 437
2017-04-01 10:00 | 445 | 425
2017-04-01 10:30 | 427 | 405
2017-04-01 11:00 | 440 | 419
2017-04-01 11:30 | 439 | 418
2017-04-01 12:00 | 447 | 426
2017-04-01 12:30 | 464 | 445
2017-04-01 13:00 | 469 | 450
2017-04-01 13:30 | 467 | 448
2017-04-01 14:00 | 479 | 461
2017-04-01 14:30 | 485 | 468
2017-04-01 15:00 | 486 | 469
2017-04-01 15:30 | 486 | 468
2017-04-01 16:00 | 492 | 476
2017-04-01 16:30 | 497 | 482
2017-04-01 17:00 | 513 | 499
2017-04-01 17:30 | 508 | 494
2017-04-01 18:00 | 498 | 484
2017-04-01 18:30 | 512 | 498
2017-04-01 19:00 | 490 | 475
2017-04-01 19:30 | 469 | 453
2017-04-01 20:00 | 472 | 456
2017-04-01 20:30 | 475 | 458
2017-04-01 21:00 | 471 | 455
2017-04-01 21:30 | 466 | 449
2017-04-01 22:00 | 470 | 453
2017-04-01 22:30 | 468 | 451
2017-04-01 23:00 | 468 | 451
2017-04-01 23:30 | 473 | 456
2017-04-02 | 465 | 447
2017-04-02 00:30 | 463 | 445
2017-04-02 01:00 | 465 | 446
2017-04-02 01:30 | 456 | 436
2017-04-02 02:00 | 488 | 469
2017-04-02 02:30 | 501 | 484
2017-04-02 03:00 | 503 | 486
2017-04-02 03:30 | 507 | 490
2017-04-02 04:00 | 509 | 492
2017-04-02 04:30 | 511 | 494
2017-04-02 05:00 | 521 | 505
2017-04-02 05:30 | 535 | 520
2017-04-02 06:00 | 544 | 530
2017-04-02 06:30 | 539 | 524
2017-04-02 07:00 | 534 | 519
2017-04-02 07:30 | 521 | 505
2017-04-02 08:00 | 524 | 508
2017-04-02 08:30 | 521 | 505
2017-04-02 09:00 | 504 | 488
2017-04-02 09:30 | 482 | 464
2017-04-02 10:00 | 471 | 453
2017-04-02 10:30 | 448 | 428
2017-04-02 11:00 | 431 | 409
2017-04-02 11:30 | 383 | 357
2017-04-02 12:00 | 381 | 355
2017-04-02 12:30 | 379 | 352
2017-04-02 13:00 | 370 | 343
2017-04-02 13:30 | 371 | 344
2017-04-02 14:00 | 381 | 356
2017-04-02 14:30 | 396 | 372
2017-04-02 15:00 | 384 | 359
2017-04-02 15:30 | 364 | 337
2017-04-02 16:00 | 363 | 337
2017-04-02 16:30 | 387 | 363
2017-04-02 17:00 | 402 | 379
2017-04-02 17:30 | 394 | 371
2017-04-02 18:00 | 391 | 368
2017-04-02 18:30 | 383 | 361
2017-04-02 19:00 | 371 | 347
2017-04-02 19:30 | 364 | 339
2017-04-02 20:00 | 376 | 352
2017-04-02 20:30 | 405 | 382
2017-04-02 21:00 | 402 | 379
2017-04-02 21:30 | 408 | 385
2017-04-02 22:00 | 416 | 394
2017-04-02 22:30 | 433 | 413
2017-04-02 23:00 | 450 | 430
2017-04-02 23:30 | 449 | 430
2017-04-03 | 435 | 413
2017-04-03 00:30 | 453 | 432
2017-04-03 01:00 | 458 | 438
2017-04-03 01:30 | 441 | 420
2017-04-03 02:00 | 417 | 394
2017-04-03 02:30 | 471 | 452
2017-04-03 03:00 | 509 | 492
2017-04-03 03:30 | 519 | 503
2017-04-03 04:00 | 500 | 483
2017-04-03 04:30 | 484 | 466
2017-04-03 05:00 | 504 | 488
2017-04-03 05:30 | 539 | 524
2017-04-03 06:00 | 552 | 539
2017-04-03 06:30 | 552 | 539
2017-04-03 07:00 | 552 | 540
2017-04-03 07:30 | 589 | 579
2017-04-03 08:00 | 600 | 588
2017-04-03 08:30 | 614 | 603
2017-04-03 09:00 | 587 | 575
2017-04-03 09:30 | 561 | 547
2017-04-03 10:00 | 560 | 547
2017-04-03 10:30 | 559 | 546
2017-04-03 11:00 | 573 | 561
2017-04-03 11:30 | 575 | 563
2017-04-03 12:00 | 569 | 556
2017-04-03 12:30 | 565 | 552
2017-04-03 13:00 | 565 | 553
2017-04-03 13:30 | 560 | 547
2017-04-03 14:00 | 560 | 547
2017-04-03 14:30 | 558 | 545
2017-04-03 15:00 | 569 | 557
2017-04-03 15:30 | 570 | 558
2017-04-03 16:00 | 566 | 553
2017-04-03 16:30 | 574 | 561
2017-04-03 17:00 | 600 | 589
2017-04-03 17:30 | 612 | 602
2017-04-03 18:00 | 618 | 608
2017-04-03 18:30 | 633 | 626
2017-04-03 19:00 | 621 | 613
2017-04-03 19:30 | 613 | 604
2017-04-03 20:00 | 604 | 595
2017-04-03 20:30 | 611 | 601
2017-04-03 21:00 | 592 | 582
2017-04-03 21:30 | 532 | 518
2017-04-03 22:00 | 533 | 518
2017-04-03 22:30 | 527 | 512
2017-04-03 23:00 | 498 | 482
2017-04-03 23:30 | 497 | 480
2017-04-04 | 490 | 474
2017-04-04 00:30 | 469 | 450
2017-04-04 01:00 | 469 | 449
2017-04-04 01:30 | 451 | 430
2017-04-04 02:00 | 463 | 442
2017-04-04 02:30 | 484 | 465
2017-04-04 03:00 | 506 | 489
2017-04-04 03:30 | 503 | 486
2017-04-04 04:00 | 503 | 486
2017-04-04 04:30 | 510 | 493
2017-04-04 05:00 | 524 | 508
2017-04-04 05:30 | 543 | 529
2017-04-04 06:00 | 568 | 555
2017-04-04 06:30 | 602 | 591
2017-04-04 07:00 | 633 | 624
2017-04-04 07:30 | 654 | 639
2017-04-04 08:00 | 650 | 633
2017-04-04 08:30 | 612 | 593
2017-04-04 09:00 | 621 | 603
2017-04-04 09:30 | 603 | 583
2017-04-04 10:00 | 591 | 570
2017-04-04 10:30 | 584 | 563
2017-04-04 11:00 | 582 | 561
2017-04-04 11:30 | 593 | 572
2017-04-04 12:00 | 602 | 582
2017-04-04 12:30 | 615 | 596
2017-04-04 13:00 | 622 | 603
2017-04-04 13:30 | 637 | 620
2017-04-04 14:00 | 632 | 613
2017-04-04 14:30 | 633 | 615
2017-04-04 15:00 | 632 | 614
2017-04-04 15:30 | 626 | 608
2017-04-04 16:00 | 631 | 613
2017-04-04 16:30 | 632 | 614
2017-04-04 17:00 | 645 | 629
2017-04-04 17:30 | 653 | 637
2017-04-04 18:00 | 660 | 645
2017-04-04 18:30 | 659 | 645
2017-04-04 19:00 | 640 | 624
2017-04-04 19:30 | 596 | 576
2017-04-04 20:00 | 607 | 588
2017-04-04 20:30 | 614 | 596
2017-04-04 21:00 | 644 | 628
2017-04-04 21:30 | 636 | 618
2017-04-04 22:00 | 639 | 621
2017-04-04 22:30 | 616 | 597
2017-04-04 23:00 | 584 | 563
2017-04-04 23:30 | 576 | 554
2017-04-05 | 567 | 544
2017-04-05 00:30 | 539 | 518
2017-04-05 01:00 | 527 | 512
2017-04-05 01:30 | 531 | 517
2017-04-05 02:00 | 530 | 515
2017-04-05 02:30 | 531 | 517
2017-04-05 03:00 | 542 | 528
2017-04-05 03:30 | 514 | 498
2017-04-05 04:00 | 490 | 473
2017-04-05 04:30 | 489 | 470
2017-04-05 05:00 | 489 | 469
2017-04-05 05:30 | 498 | 480
2017-04-05 06:00 | 514 | 497
2017-04-05 06:30 | 552 | 538
2017-04-05 07:00 | 570 | 558
2017-04-05 07:30 | 578 | 567
2017-04-05 08:00 | 595 | 576
2017-04-05 08:30 | 594 | 575
2017-04-05 09:00 | 580 | 559
2017-04-05 09:30 | 565 | 543
2017-04-05 10:00 | 567 | 544
2017-04-05 10:30 | 579 | 558
2017-04-05 11:00 | 575 | 554
2017-04-05 11:30 | 566 | 544
2017-04-05 12:00 | 605 | 585
2017-04-05 12:30 | 604 | 584
2017-04-05 13:00 | 608 | 588
2017-04-05 13:30 | 630 | 612
2017-04-05 14:00 | 632 | 615
2017-04-05 14:30 | 614 | 596
2017-04-05 15:00 | 596 | 576
2017-04-05 15:30 | 573 | 551
2017-04-05 16:00 | 574 | 552
2017-04-05 16:30 | 584 | 563
2017-04-05 17:00 | 601 | 580
2017-04-05 17:30 | 590 | 569
2017-04-05 18:00 | 599 | 579
2017-04-05 18:30 | 627 | 610
2017-04-05 19:00 | 619 | 601
2017-04-05 19:30 | 600 | 580
2017-04-05 20:00 | 597 | 576
2017-04-05 20:30 | 612 | 592
2017-04-05 21:00 | 601 | 581
2017-04-05 21:30 | 591 | 570
2017-04-05 22:00 | 573 | 556
2017-04-05 22:30 | 530 | 516
2017-04-05 23:00 | 485 | 468
2017-04-05 23:30 | 433 | 411
2017-04-06 | 379 | 352
2017-04-06 00:30 | 370 | 341
2017-04-06 01:00 | 365 | 334
2017-04-06 01:30 | 359 | 327
2017-04-06 02:00 | 350 | 316
2017-04-06 02:30 | 380 | 350
2017-04-06 03:00 | 404 | 377
2017-04-06 03:30 | 406 | 379
2017-04-06 04:00 | 406 | 379
2017-04-06 04:30 | 379 | 349
2017-04-06 05:00 | 416 | 390
2017-04-06 05:30 | 463 | 442
2017-04-06 06:00 | 473 | 455
2017-04-06 06:30 | 493 | 476
2017-04-06 07:00 | 558 | 545
2017-04-06 07:30 | 574 | 562
2017-04-06 08:00 | 571 | 560
2017-04-06 08:30 | 556 | 544
2017-04-06 09:00 | 541 | 529
2017-04-06 09:30 | 531 | 518
2017-04-06 10:00 | 548 | 536
2017-04-06 10:30 | 541 | 529
2017-04-06 11:00 | 520 | 507
2017-04-06 11:30 | 496 | 482
2017-04-06 12:00 | 515 | 502
2017-04-06 12:30 | 498 | 484
2017-04-06 13:00 | 487 | 473
2017-04-06 13:30 | 492 | 478
2017-04-06 14:00 | 489 | 475
2017-04-06 14:30 | 484 | 469
2017-04-06 15:00 | 478 | 463
2017-04-06 15:30 | 484 | 469
2017-04-06 16:00 | 492 | 477
2017-04-06 16:30 | 544 | 532
2017-04-06 17:00 | 556 | 545
2017-04-06 17:30 | 558 | 547
2017-04-06 18:00 | 569 | 559
2017-04-06 18:30 | 562 | 552
2017-04-06 19:00 | 546 | 535
2017-04-06 19:30 | 542 | 531
2017-04-06 20:00 | 555 | 544
2017-04-06 20:30 | 556 | 545
2017-04-06 21:00 | 560 | 549
2017-04-06 21:30 | 540 | 528
2017-04-06 22:00 | 525 | 511
2017-04-06 22:30 | 515 | 501
2017-04-06 23:00 | 494 | 479
2017-04-06 23:30 | 478 | 461
2017-04-07 | 465 | 448
2017-04-07 00:30 | 461 | 443
2017-04-07 01:00 | 459 | 441
2017-04-07 01:30 | 405 | 383
2017-04-07 02:00 | 361 | 331
2017-04-07 02:30 | 358 | 324
2017-04-07 03:00 | 371 | 338
2017-04-07 03:30 | 359 | 324
2017-04-07 04:00 | 338 | 298
2017-04-07 04:30 | 334 | 293
2017-04-07 05:00 | 342 | 303
2017-04-07 05:30 | 386 | 352
2017-04-07 06:00 | 410 | 382
2017-04-07 06:30 | 446 | 424
2017-04-07 07:00 | 473 | 455
2017-04-07 07:30 | 520 | 506
2017-04-07 08:00 | 550 | 538
2017-04-07 08:30 | 543 | 531
2017-04-07 09:00 | 528 | 516
2017-04-07 09:30 | 503 | 490
2017-04-07 10:00 | 503 | 490
2017-04-07 10:30 | 501 | 487
2017-04-07 11:00 | 504 | 491
2017-04-07 11:30 | 509 | 495
2017-04-07 12:00 | 491 | 477
2017-04-07 12:30 | 482 | 468
2017-04-07 13:00 | 479 | 465
2017-04-07 13:30 | 463 | 448
2017-04-07 14:00 | 452 | 435
2017-04-07 14:30 | 434 | 416
2017-04-07 15:00 | 424 | 408
2017-04-07 15:30 | 421 | 404
2017-04-07 16:00 | 423 | 407
2017-04-07 16:30 | 451 | 436
2017-04-07 17:00 | 462 | 448
2017-04-07 17:30 | 439 | 424
2017-04-07 18:00 | 440 | 426
2017-04-07 18:30 | 440 | 425
2017-04-07 19:00 | 430 | 415
2017-04-07 19:30 | 420 | 404
2017-04-07 20:00 | 416 | 400
2017-04-07 20:30 | 422 | 406
2017-04-07 21:00 | 414 | 395
2017-04-07 21:30 | 419 | 400
2017-04-07 22:00 | 408 | 387
2017-04-07 22:30 | 376 | 351
2017-04-07 23:00 | 364 | 333
2017-04-07 23:30 | 360 | 330
2017-04-08 | 347 | 316
2017-04-08 00:30 | 311 | 275
2017-04-08 01:00 | 288 | 247
2017-04-08 01:30 | 284 | 242
2017-04-08 02:00 | 287 | 244
2017-04-08 02:30 | 286 | 242
2017-04-08 03:00 | 287 | 243
2017-04-08 03:30 | 276 | 230
2017-04-08 04:00 | 266 | 217
2017-04-08 04:30 | 261 | 211
2017-04-08 05:00 | 256 | 203
2017-04-08 05:30 | 254 | 203
2017-04-08 06:00 | 253 | 201
2017-04-08 06:30 | 257 | 206
2017-04-08 07:00 | 254 | 205
2017-04-08 07:30 | 286 | 247
2017-04-08 08:00 | 296 | 264
2017-04-08 08:30 | 309 | 279
2017-04-08 09:00 | 299 | 267
2017-04-08 09:30 | 277 | 238
2017-04-08 10:00 | 268 | 227
2017-04-08 10:30 | 264 | 221
2017-04-08 11:00 | 265 | 222
2017-04-08 11:30 | 264 | 221
2017-04-08 12:00 | 260 | 217
2017-04-08 12:30 | 248 | 202
2017-04-08 13:00 | 258 | 213
2017-04-08 13:30 | 275 | 233
2017-04-08 14:00 | 282 | 242
2017-04-08 14:30 | 289 | 250
2017-04-08 15:00 | 294 | 257
2017-04-08 15:30 | 300 | 262
2017-04-08 16:00 | 307 | 271
2017-04-08 16:30 | 317 | 282
2017-04-08 17:00 | 342 | 310
2017-04-08 17:30 | 362 | 335
2017-04-08 18:00 | 361 | 336
2017-04-08 18:30 | 363 | 339
2017-04-08 19:00 | 348 | 322
2017-04-08 19:30 | 342 | 315
2017-04-08 20:00 | 355 | 328
2017-04-08 20:30 | 351 | 324
2017-04-08 21:00 | 340 | 312
2017-04-08 21:30 | 342 | 312
2017-04-08 22:00 | 350 | 320
2017-04-08 22:30 | 298 | 260
2017-04-08 23:00 | 231 | 179
2017-04-08 23:30 | 223 | 168
2017-04-09 | 227 | 172
2017-04-09 00:30 | 231 | 174
2017-04-09 01:00 | 236 | 180
2017-04-09 01:30 | 234 | 177
2017-04-09 02:00 | 235 | 172
2017-04-09 02:30 | 249 | 189
2017-04-09 03:00 | 269 | 215
2017-04-09 03:30 | 274 | 222
2017-04-09 04:00 | 280 | 227
2017-04-09 04:30 | 271 | 218
2017-04-09 05:00 | 269 | 214
2017-04-09 05:30 | 280 | 228
2017-04-09 06:00 | 284 | 234
2017-04-09 06:30 | 280 | 231
2017-04-09 07:00 | 279 | 231
2017-04-09 07:30 | 292 | 250
2017-04-09 08:00 | 314 | 276
2017-04-09 08:30 | 326 | 290
2017-04-09 09:00 | 326 | 288
2017-04-09 09:30 | 303 | 263
2017-04-09 10:00 | 293 | 251
2017-04-09 10:30 | 280 | 235
2017-04-09 11:00 | 282 | 237
2017-04-09 11:30 | 279 | 233
2017-04-09 12:00 | 279 | 235
2017-04-09 12:30 | 273 | 226
2017-04-09 13:00 | 277 | 232
2017-04-09 13:30 | 293 | 251
2017-04-09 14:00 | 297 | 255
2017-04-09 14:30 | 275 | 229
2017-04-09 15:00 | 293 | 251
2017-04-09 15:30 | 293 | 251
2017-04-09 16:00 | 292 | 250
2017-04-09 16:30 | 300 | 260
2017-04-09 17:00 | 334 | 300
2017-04-09 17:30 | 355 | 325
2017-04-09 18:00 | 354 | 325
2017-04-09 18:30 | 341 | 312
2017-04-09 19:00 | 328 | 297
2017-04-09 19:30 | 324 | 293
2017-04-09 20:00 | 331 | 300
2017-04-09 20:30 | 335 | 305
2017-04-09 21:00 | 336 | 306
2017-04-09 21:30 | 340 | 311
2017-04-09 22:00 | 346 | 317
2017-04-09 22:30 | 280 | 242
2017-04-09 23:00 | 223 | 173
2017-04-09 23:30 | 225 | 174
2017-04-10 | 231 | 175
2017-04-10 00:30 | 232 | 174
2017-04-10 01:00 | 227 | 166
2017-04-10 01:30 | 230 | 171
2017-04-10 02:00 | 232 | 172
2017-04-10 02:30 | 239 | 181
2017-04-10 03:00 | 262 | 210
2017-04-10 03:30 | 267 | 216
2017-04-10 04:00 | 264 | 213
2017-04-10 04:30 | 271 | 222
2017-04-10 05:00 | 290 | 245
2017-04-10 05:30 | 288 | 243
2017-04-10 06:00 | 288 | 246
2017-04-10 06:30 | 305 | 268
2017-04-10 07:00 | 342 | 310
2017-04-10 07:30 | 353 | 323
2017-04-10 08:00 | 359 | 329
2017-04-10 08:30 | 377 | 350
2017-04-10 09:00 | 365 | 337
2017-04-10 09:30 | 353 | 324
2017-04-10 10:00 | 341 | 310
2017-04-10 10:30 | 327 | 295
2017-04-10 11:00 | 327 | 294
2017-04-10 11:30 | 330 | 298
2017-04-10 12:00 | 333 | 302
2017-04-10 12:30 | 326 | 293
2017-04-10 13:00 | 353 | 310
2017-04-10 13:30 | 364 | 337
2017-04-10 14:00 | 378 | 354
2017-04-10 14:30 | 363 | 336
2017-04-10 15:00 | 366 | 339
2017-04-10 15:30 | 363 | 336
2017-04-10 16:00 | 361 | 333
2017-04-10 16:30 | 364 | 336
2017-04-10 17:00 | 409 | 385
2017-04-10 17:30 | 428 | 406
2017-04-10 18:00 | 427 | 405
2017-04-10 18:30 | 443 | 423
2017-04-10 19:00 | 418 | 397
2017-04-10 19:30 | 401 | 377
2017-04-10 20:00 | 404 | 379
2017-04-10 20:30 | 398 | 373
2017-04-10 21:00 | 387 | 361
2017-04-10 21:30 | 394 | 367
2017-04-10 22:00 | 390 | 363
2017-04-10 22:30 | 344 | 313
2017-04-10 23:00 | 279 | 234
2017-04-10 23:30 | 274 | 228
2017-04-11 | 279 | 233
2017-04-11 00:30 | 281 | 236
2017-04-11 01:00 | 282 | 237
2017-04-11 01:30 | 281 | 235
2017-04-11 02:00 | 284 | 239
2017-04-11 02:30 | 295 | 252
2017-04-11 03:00 | 316 | 276
2017-04-11 03:30 | 316 | 275
2017-04-11 04:00 | 325 | 281
2017-04-11 04:30 | 322 | 277
2017-04-11 05:00 | 312 | 265
2017-04-11 05:30 | 281 | 229
2017-04-11 06:00 | 290 | 247
2017-04-11 06:30 | 336 | 302
2017-04-11 07:00 | 392 | 366
2017-04-11 07:30 | 396 | 370
2017-04-11 08:00 | 386 | 359
2017-04-11 08:30 | 383 | 356
2017-04-11 09:00 | 369 | 339
2017-04-11 09:30 | 355 | 325
2017-04-11 10:00 | 347 | 315
2017-04-11 10:30 | 320 | 284
2017-04-11 11:00 | 282 | 241
2017-04-11 11:30 | 249 | 205
2017-04-11 12:00 | 253 | 210
2017-04-11 12:30 | 250 | 206
2017-04-11 13:00 | 253 | 209
2017-04-11 13:30 | 253 | 208
2017-04-11 14:00 | 242 | 196
2017-04-11 14:30 | 253 | 210
2017-04-11 15:00 | 279 | 241
2017-04-11 15:30 | 265 | 225
2017-04-11 16:00 | 253 | 210
2017-04-11 16:30 | 275 | 235
2017-04-11 17:00 | 297 | 261
2017-04-11 17:30 | 289 | 252
2017-04-11 18:00 | 299 | 265
2017-04-11 18:30 | 302 | 268
2017-04-11 19:00 | 295 | 259
2017-04-11 19:30 | 308 | 273
2017-04-11 20:00 | 326 | 293
2017-04-11 20:30 | 338 | 305
2017-04-11 21:00 | 329 | 294
2017-04-11 21:30 | 336 | 302
2017-04-11 22:00 | 321 | 285
2017-04-11 22:30 | 277 | 233
2017-04-11 23:00 | 243 | 192
2017-04-11 23:30 | 252 | 203
2017-04-12 | 245 | 191
2017-04-12 00:30 | 219 | 155
2017-04-12 01:00 | 191 | 106
2017-04-12 01:30 | 184 | 107
2017-04-12 02:00 | 185 | 110
2017-04-12 02:30 | 194 | 123
2017-04-12 03:00 | 211 | 149
2017-04-12 03:30 | 214 | 154
2017-04-12 04:00 | 214 | 154
2017-04-12 04:30 | 223 | 167
2017-04-12 05:00 | 239 | 188
2017-04-12 05:30 | 240 | 190
2017-04-12 06:00 | 246 | 198
2017-04-12 06:30 | 263 | 215
2017-04-12 07:00 | 303 | 267
2017-04-12 07:30 | 323 | 292
2017-04-12 08:00 | 351 | 322
2017-04-12 08:30 | 370 | 343
2017-04-12 09:00 | 353 | 325
2017-04-12 09:30 | 330 | 299
2017-04-12 10:00 | 316 | 283
2017-04-12 10:30 | 322 | 290
2017-04-12 11:00 | 340 | 310
2017-04-12 11:30 | 350 | 321
2017-04-12 12:00 | 362 | 335
2017-04-12 12:30 | 371 | 343
2017-04-12 13:00 | 382 | 356
2017-04-12 13:30 | 385 | 359
2017-04-12 14:00 | 378 | 351
2017-04-12 14:30 | 381 | 354
2017-04-12 15:00 | 376 | 347
2017-04-12 15:30 | 368 | 338
2017-04-12 16:00 | 364 | 334
2017-04-12 16:30 | 380 | 351
2017-04-12 17:00 | 387 | 359
2017-04-12 17:30 | 408 | 384
2017-04-12 18:00 | 423 | 401
2017-04-12 18:30 | 398 | 374
2017-04-12 19:00 | 386 | 361
2017-04-12 19:30 | 387 | 362
2017-04-12 20:00 | 389 | 363
2017-04-12 20:30 | 375 | 348
2017-04-12 21:00 | 391 | 364
2017-04-12 21:30 | 408 | 380
2017-04-12 22:00 | 417 | 389
2017-04-12 22:30 | 350 | 315
2017-04-12 23:00 | 285 | 239
2017-04-12 23:30 | 284 | 241
2017-04-13 | 271 | 222
2017-04-13 00:30 | 277 | 228
2017-04-13 01:00 | 294 | 248
2017-04-13 01:30 | 300 | 253
2017-04-13 02:00 | 301 | 253
2017-04-13 02:30 | 302 | 254
2017-04-13 03:00 | 302 | 253
2017-04-13 03:30 | 299 | 249
2017-04-13 04:00 | 295 | 244
2017-04-13 04:30 | 289 | 238
2017-04-13 05:00 | 296 | 247
2017-04-13 05:30 | 307 | 261
2017-04-13 06:00 | 316 | 271
2017-04-13 06:30 | 338 | 298
2017-04-13 07:00 | 361 | 328
2017-04-13 07:30 | 393 | 364
2017-04-13 08:00 | 408 | 379
2017-04-13 08:30 | 406 | 376
2017-04-13 09:00 | 390 | 359
2017-04-13 09:30 | 372 | 340
2017-04-13 10:00 | 364 | 330
2017-04-13 10:30 | 367 | 334
2017-04-13 11:00 | 368 | 335
2017-04-13 11:30 | 387 | 356
2017-04-13 12:00 | 411 | 382
2017-04-13 12:30 | 445 | 419
2017-04-13 13:00 | 442 | 417
2017-04-13 13:30 | 443 | 418
2017-04-13 14:00 | 441 | 415
2017-04-13 14:30 | 440 | 414
2017-04-13 15:00 | 451 | 428
2017-04-13 15:30 | 453 | 430
2017-04-13 16:00 | 442 | 419
2017-04-13 16:30 | 441 | 417
2017-04-13 17:00 | 485 | 466
2017-04-13 17:30 | 512 | 494
2017-04-13 18:00 | 518 | 501
2017-04-13 18:30 | 507 | 490
2017-04-13 19:00 | 504 | 485
2017-04-13 19:30 | 507 | 489
2017-04-13 20:00 | 532 | 515
2017-04-13 20:30 | 519 | 501
2017-04-13 21:00 | 522 | 504
2017-04-13 21:30 | 522 | 504
2017-04-13 22:00 | 518 | 500
2017-04-13 22:30 | 446 | 422
2017-04-13 23:00 | 374 | 344
2017-04-13 23:30 | 366 | 333
2017-04-14 | 336 | 297
2017-04-14 00:30 | 305 | 261
2017-04-14 01:00 | 275 | 224
2017-04-14 01:30 | 279 | 230
2017-04-14 02:00 | 275 | 225
2017-04-14 02:30 | 295 | 248
2017-04-14 03:00 | 308 | 265
2017-04-14 03:30 | 305 | 261
2017-04-14 04:00 | 302 | 257
2017-04-14 04:30 | 297 | 250
2017-04-14 05:00 | 292 | 245
2017-04-14 05:30 | 295 | 248
2017-04-14 06:00 | 300 | 253
2017-04-14 06:30 | 325 | 283
2017-04-14 07:00 | 342 | 303
2017-04-14 07:30 | 374 | 339
2017-04-14 08:00 | 405 | 373
2017-04-14 08:30 | 409 | 377
2017-04-14 09:00 | 410 | 379
2017-04-14 09:30 | 404 | 373
2017-04-14 10:00 | 398 | 367
2017-04-14 10:30 | 387 | 353
2017-04-14 11:00 | 381 | 347
2017-04-14 11:30 | 381 | 347
2017-04-14 12:00 | 374 | 340
2017-04-14 12:30 | 361 | 325
2017-04-14 13:00 | 368 | 334
2017-04-14 13:30 | 388 | 356
2017-04-14 14:00 | 378 | 345
2017-04-14 14:30 | 384 | 351
2017-04-14 15:00 | 399 | 368
2017-04-14 15:30 | 391 | 359
2017-04-14 16:00 | 405 | 374
2017-04-14 16:30 | 441 | 413
2017-04-14 17:00 | 495 | 474
2017-04-14 17:30 | 494 | 473
2017-04-14 18:00 | 495 | 476
2017-04-14 18:30 | 476 | 456
2017-04-14 19:00 | 461 | 440
2017-04-14 19:30 | 452 | 429
2017-04-14 20:00 | 456 | 433
2017-04-14 20:30 | 456 | 433
2017-04-14 21:00 | 450 | 426
2017-04-14 21:30 | 448 | 423
2017-04-14 22:00 | 453 | 429
2017-04-14 22:30 | 404 | 376
2017-04-14 23:00 | 354 | 319
2017-04-14 23:30 | 345 | 308
2017-04-15 | 311 | 269
2017-04-15 00:30 | 297 | 248
2017-04-15 01:00 | 310 | 264
2017-04-15 01:30 | 297 | 250
2017-04-15 02:00 | 306 | 259
2017-04-15 02:30 | 315 | 269
2017-04-15 03:00 | 331 | 288
2017-04-15 03:30 | 329 | 286
2017-04-15 04:00 | 329 | 286
2017-04-15 04:30 | 331 | 288
2017-04-15 05:00 | 335 | 293
2017-04-15 05:30 | 339 | 298
2017-04-15 06:00 | 345 | 305
2017-04-15 06:30 | 362 | 324
2017-04-15 07:00 | 360 | 322
2017-04-15 07:30 | 373 | 337
2017-04-15 08:00 | 381 | 346
2017-04-15 08:30 | 379 | 344
2017-04-15 09:00 | 362 | 326
2017-04-15 09:30 | 353 | 316
2017-04-15 10:00 | 346 | 307
2017-04-15 10:30 | 361 | 324
2017-04-15 11:00 | 374 | 339
2017-04-15 11:30 | 358 | 322
2017-04-15 12:00 | 357 | 320
2017-04-15 12:30 | 351 | 314
2017-04-15 13:00 | 360 | 324
2017-04-15 13:30 | 376 | 341
2017-04-15 14:00 | 389 | 356
2017-04-15 14:30 | 401 | 368
2017-04-15 15:00 | 405 | 373
2017-04-15 15:30 | 408 | 377
2017-04-15 16:00 | 405 | 374
2017-04-15 16:30 | 404 | 373
2017-04-15 17:00 | 407 | 377
2017-04-15 17:30 | 424 | 396
2017-04-15 18:00 | 438 | 413
2017-04-15 18:30 | 423 | 396
2017-04-15 19:00 | 411 | 383
2017-04-15 19:30 | 420 | 392
2017-04-15 20:00 | 396 | 364
2017-04-15 20:30 | 391 | 358
2017-04-15 21:00 | 384 | 350
2017-04-15 21:30 | 390 | 358
2017-04-15 22:00 | 406 | 376
2017-04-15 22:30 | 386 | 353
2017-04-15 23:00 | 323 | 281
2017-04-15 23:30 | 323 | 280
2017-04-16 | 300 | 252
2017-04-16 00:30 | 286 | 235
2017-04-16 01:00 | 287 | 236
2017-04-16 01:30 | 294 | 244
2017-04-16 02:00 | 289 | 237
2017-04-16 02:30 | 296 | 246
2017-04-16 03:00 | 305 | 256
2017-04-16 03:30 | 298 | 247
2017-04-16 04:00 | 305 | 257
2017-04-16 04:30 | 303 | 255
2017-04-16 05:00 | 308 | 260
2017-04-16 05:30 | 316 | 269
2017-04-16 06:00 | 307 | 259
2017-04-16 06:30 | 310 | 262
2017-04-16 07:00 | 310 | 262
2017-04-16 07:30 | 355 | 315
2017-04-16 08:00 | 359 | 320
2017-04-16 08:30 | 351 | 311
2017-04-16 09:00 | 345 | 304
2017-04-16 09:30 | 329 | 286
2017-04-16 10:00 | 325 | 283
2017-04-16 10:30 | 319 | 275
2017-04-16 11:00 | 309 | 263
2017-04-16 11:30 | 306 | 258
2017-04-16 12:00 | 307 | 260
2017-04-16 12:30 | 303 | 255
2017-04-16 13:00 | 308 | 261
2017-04-16 13:30 | 308 | 262
2017-04-16 14:00 | 314 | 269
2017-04-16 14:30 | 337 | 296
2017-04-16 15:00 | 329 | 285
2017-04-16 15:30 | 345 | 304
2017-04-16 16:00 | 353 | 314
2017-04-16 16:30 | 358 | 320
2017-04-16 17:00 | 363 | 326
2017-04-16 17:30 | 398 | 366
2017-04-16 18:00 | 416 | 387
2017-04-16 18:30 | 408 | 380
2017-04-16 19:00 | 395 | 365
2017-04-16 19:30 | 388 | 356
2017-04-16 20:00 | 393 | 362
2017-04-16 20:30 | 398 | 366
2017-04-16 21:00 | 392 | 359
2017-04-16 21:30 | 398 | 366
2017-04-16 22:00 | 394 | 362
2017-04-16 22:30 | 355 | 317
2017-04-16 23:00 | 313 | 267
2017-04-16 23:30 | 311 | 264
2017-04-17 | 298 | 249
2017-04-17 00:30 | 286 | 234
2017-04-17 01:00 | 278 | 225
2017-04-17 01:30 | 284 | 232
2017-04-17 02:00 | 272 | 217
2017-04-17 02:30 | 287 | 232
2017-04-17 03:00 | 303 | 250
2017-04-17 03:30 | 306 | 253
2017-04-17 04:00 | 302 | 249
2017-04-17 04:30 | 308 | 255
2017-04-17 05:00 | 310 | 259
2017-04-17 05:30 | 310 | 260
2017-04-17 06:00 | 312 | 260
2017-04-17 06:30 | 319 | 269
2017-04-17 07:00 | 329 | 281
2017-04-17 07:30 | 355 | 312
2017-04-17 08:00 | 357 | 316
2017-04-17 08:30 | 354 | 315
2017-04-17 09:00 | 345 | 305
2017-04-17 09:30 | 327 | 285
2017-04-17 10:00 | 317 | 272
2017-04-17 10:30 | 313 | 269
2017-04-17 11:00 | 314 | 269
2017-04-17 11:30 | 315 | 270
2017-04-17 12:00 | 308 | 262
2017-04-17 12:30 | 303 | 256
2017-04-17 13:00 | 317 | 272
2017-04-17 13:30 | 339 | 298
2017-04-17 14:00 | 340 | 299
2017-04-17 14:30 | 347 | 308
2017-04-17 15:00 | 355 | 317
2017-04-17 15:30 | 357 | 319
2017-04-17 16:00 | 343 | 304
2017-04-17 16:30 | 340 | 300
2017-04-17 17:00 | 342 | 303
2017-04-17 17:30 | 356 | 319
2017-04-17 18:00 | 352 | 316
2017-04-17 18:30 | 361 | 328
2017-04-17 19:00 | 359 | 324
2017-04-17 19:30 | 364 | 329
2017-04-17 20:00 | 368 | 333
2017-04-17 20:30 | 368 | 333
2017-04-17 21:00 | 360 | 323
2017-04-17 21:30 | 361 | 324
2017-04-17 22:00 | 367 | 330
2017-04-17 22:30 | 324 | 281
2017-04-17 23:00 | 282 | 230
2017-04-17 23:30 | 281 | 229
2017-04-18 | 274 | 219
2017-04-18 00:30 | 270 | 211
2017-04-18 01:00 | 274 | 212
2017-04-18 01:30 | 268 | 206
2017-04-18 02:00 | 275 | 215
2017-04-18 02:30 | 280 | 220
2017-04-18 03:00 | 295 | 240
2017-04-18 03:30 | 292 | 236
2017-04-18 04:00 | 290 | 232
2017-04-18 04:30 | 286 | 228
2017-04-18 05:00 | 292 | 236
2017-04-18 05:30 | 300 | 245
2017-04-18 06:00 | 309 | 258
2017-04-18 06:30 | 333 | 287
2017-04-18 07:00 | 336 | 292
2017-04-18 07:30 | 371 | 333
2017-04-18 08:00 | 387 | 354
2017-04-18 08:30 | 397 | 366
2017-04-18 09:00 | 397 | 365
2017-04-18 09:30 | 384 | 353
2017-04-18 10:00 | 375 | 343
2017-04-18 10:30 | 374 | 343
2017-04-18 11:00 | 368 | 336
2017-04-18 11:30 | 365 | 332
2017-04-18 12:00 | 358 | 325
2017-04-18 12:30 | 348 | 314
2017-04-18 13:00 | 355 | 322
2017-04-18 13:30 | 366 | 333
2017-04-18 14:00 | 376 | 345
2017-04-18 14:30 | 388 | 358
2017-04-18 15:00 | 395 | 365
2017-04-18 15:30 | 394 | 365
2017-04-18 16:00 | 396 | 367
2017-04-18 16:30 | 394 | 365
2017-04-18 17:00 | 397 | 369
2017-04-18 17:30 | 406 | 379
2017-04-18 18:00 | 416 | 390
2017-04-18 18:30 | 399 | 372
2017-04-18 19:00 | 390 | 362
2017-04-18 19:30 | 389 | 359
2017-04-18 20:00 | 396 | 367
2017-04-18 20:30 | 387 | 356
2017-04-18 21:00 | 382 | 351
2017-04-18 21:30 | 384 | 352
2017-04-18 22:00 | 386 | 355
2017-04-18 22:30 | 308 | 262
2017-04-18 23:00 | 270 | 215
2017-04-18 23:30 | 267 | 211
2017-04-19 | 266 | 208
2017-04-19 00:30 | 262 | 203
2017-04-19 01:00 | 263 | 204
2017-04-19 01:30 | 267 | 208
2017-04-19 02:00 | 268 | 210
2017-04-19 02:30 | 275 | 219
2017-04-19 03:00 | 294 | 243
2017-04-19 03:30 | 294 | 242
2017-04-19 04:00 | 294 | 241
2017-04-19 04:30 | 301 | 251
2017-04-19 05:00 | 305 | 256
2017-04-19 05:30 | 317 | 270
2017-04-19 06:00 | 313 | 267
2017-04-19 06:30 | 329 | 287
2017-04-19 07:00 | 345 | 304
2017-04-19 07:30 | 372 | 336
2017-04-19 08:00 | 377 | 348
2017-04-19 08:30 | 369 | 340
2017-04-19 09:00 | 372 | 343
2017-04-19 09:30 | 357 | 327
2017-04-19 10:00 | 360 | 330
2017-04-19 10:30 | 376 | 349
2017-04-19 11:00 | 387 | 360
2017-04-19 11:30 | 382 | 355
2017-04-19 12:00 | 377 | 350
2017-04-19 12:30 | 372 | 343
2017-04-19 13:00 | 364 | 335
2017-04-19 13:30 | 381 | 354
2017-04-19 14:00 | 385 | 359
2017-04-19 14:30 | 404 | 379
2017-04-19 15:00 | 408 | 382
2017-04-19 15:30 | 406 | 381
2017-04-19 16:00 | 396 | 370
2017-04-19 16:30 | 394 | 368
2017-04-19 17:00 | 393 | 367
2017-04-19 17:30 | 423 | 400
2017-04-19 18:00 | 435 | 414
2017-04-19 18:30 | 422 | 400
2017-04-19 19:00 | 409 | 385
2017-04-19 19:30 | 393 | 367
2017-04-19 20:00 | 383 | 355
2017-04-19 20:30 | 387 | 359
2017-04-19 21:00 | 377 | 348
2017-04-19 21:30 | 346 | 312
2017-04-19 22:00 | 316 | 281
2017-04-19 22:30 | 267 | 224
2017-04-19 23:00 | 240 | 191
2017-04-19 23:30 | 234 | 183
2017-04-20 | 234 | 177
2017-04-20 00:30 | 233 | 175
2017-04-20 01:00 | 234 | 176
2017-04-20 01:30 | 234 | 174
2017-04-20 02:00 | 237 | 175
2017-04-20 02:30 | 250 | 191
2017-04-20 03:00 | 266 | 211
2017-04-20 03:30 | 270 | 215
2017-04-20 04:00 | 264 | 208
2017-04-20 04:30 | 271 | 216
2017-04-20 05:00 | 263 | 209
2017-04-20 05:30 | 264 | 212
2017-04-20 06:00 | 293 | 247
2017-04-20 06:30 | 312 | 270
2017-04-20 07:00 | 313 | 273
2017-04-20 07:30 | 338 | 303
2017-04-20 08:00 | 369 | 337
2017-04-20 08:30 | 369 | 338
2017-04-20 09:00 | 366 | 333
2017-04-20 09:30 | 358 | 325
2017-04-20 10:00 | 351 | 317
2017-04-20 10:30 | 331 | 295
2017-04-20 11:00 | 329 | 294
2017-04-20 11:30 | 337 | 303
2017-04-20 12:00 | 334 | 300
2017-04-20 12:30 | 326 | 291
2017-04-20 13:00 | 328 | 293
2017-04-20 13:30 | 357 | 325
2017-04-20 14:00 | 371 | 340
2017-04-20 14:30 | 370 | 339
2017-04-20 15:00 | 375 | 345
2017-04-20 15:30 | 370 | 339
2017-04-20 16:00 | 409 | 383
2017-04-20 16:30 | 411 | 386
2017-04-20 17:00 | 415 | 391
2017-04-20 17:30 | 446 | 424
2017-04-20 18:00 | 442 | 420
2017-04-20 18:30 | 429 | 407
2017-04-20 19:00 | 413 | 389
2017-04-20 19:30 | 410 | 385
2017-04-20 20:00 | 408 | 382
2017-04-20 20:30 | 406 | 380
2017-04-20 21:00 | 406 | 379
2017-04-20 21:30 | 391 | 363
2017-04-20 22:00 | 379 | 350
2017-04-20 22:30 | 333 | 298
2017-04-20 23:00 | 315 | 277
2017-04-20 23:30 | 306 | 265
2017-04-21 | 311 | 271
2017-04-21 00:30 | 319 | 275
2017-04-21 01:00 | 320 | 276
2017-04-21 01:30 | 324 | 280
2017-04-21 02:00 | 325 | 282
2017-04-21 02:30 | 334 | 292
2017-04-21 03:00 | 355 | 316
2017-04-21 03:30 | 364 | 326
2017-04-21 04:00 | 368 | 331
2017-04-21 04:30 | 367 | 330
2017-04-21 05:00 | 367 | 330
2017-04-21 05:30 | 368 | 331
2017-04-21 06:00 | 366 | 329
2017-04-21 06:30 | 365 | 329
2017-04-21 07:00 | 368 | 333
2017-04-21 07:30 | 389 | 357
2017-04-21 08:00 | 419 | 390
2017-04-21 08:30 | 425 | 397
2017-04-21 09:00 | 412 | 383
2017-04-21 09:30 | 388 | 356
2017-04-21 10:00 | 381 | 348
2017-04-21 10:30 | 368 | 334
2017-04-21 11:00 | 372 | 338
2017-04-21 11:30 | 363 | 328
2017-04-21 12:00 | 355 | 320
2017-04-21 12:30 | 376 | 343
2017-04-21 13:00 | 384 | 351
2017-04-21 13:30 | 391 | 359
2017-04-21 14:00 | 404 | 373
2017-04-21 14:30 | 403 | 371
2017-04-21 15:00 | 403 | 372
2017-04-21 15:30 | 430 | 402
2017-04-21 16:00 | 454 | 428
2017-04-21 16:30 | 444 | 418
2017-04-21 17:00 | 454 | 429
2017-04-21 17:30 | 472 | 449
2017-04-21 18:00 | 481 | 460
2017-04-21 18:30 | 472 | 449
2017-04-21 19:00 | 469 | 446
2017-04-21 19:30 | 469 | 446
2017-04-21 20:00 | 466 | 442
2017-04-21 20:30 | 449 | 423
2017-04-21 21:00 | 440 | 413
2017-04-21 21:30 | 438 | 410
2017-04-21 22:00 | 424 | 394
2017-04-21 22:30 | 380 | 344
2017-04-21 23:00 | 343 | 301
2017-04-21 23:30 | 346 | 302
2017-04-22 | 345 | 299
2017-04-22 00:30 | 335 | 287
2017-04-22 01:00 | 320 | 268
2017-04-22 01:30 | 324 | 272
2017-04-22 02:00 | 328 | 276
2017-04-22 02:30 | 336 | 285
2017-04-22 03:00 | 350 | 303
2017-04-22 03:30 | 352 | 304
2017-04-22 04:00 | 356 | 309
2017-04-22 04:30 | 359 | 311
2017-04-22 05:00 | 353 | 306
2017-04-22 05:30 | 359 | 313
2017-04-22 06:00 | 357 | 310
2017-04-22 06:30 | 343 | 296
2017-04-22 07:00 | 340 | 295
2017-04-22 07:30 | 344 | 300
2017-04-22 08:00 | 345 | 300
2017-04-22 08:30 | 356 | 313
2017-04-22 09:00 | 363 | 322
2017-04-22 09:30 | 352 | 314
2017-04-22 10:00 | 319 | 276
2017-04-22 10:30 | 315 | 273
2017-04-22 11:00 | 315 | 272
2017-04-22 11:30 | 306 | 261
2017-04-22 12:00 | 298 | 252
2017-04-22 12:30 | 307 | 262
2017-04-22 13:00 | 315 | 271
2017-04-22 13:30 | 335 | 294
2017-04-22 14:00 | 338 | 298
2017-04-22 14:30 | 335 | 294
2017-04-22 15:00 | 330 | 288
2017-04-22 15:30 | 308 | 262
2017-04-22 16:00 | 305 | 258
2017-04-22 16:30 | 298 | 252
2017-04-22 17:00 | 299 | 254
2017-04-22 17:30 | 312 | 270
2017-04-22 18:00 | 318 | 278
2017-04-22 18:30 | 312 | 271
2017-04-22 19:00 | 304 | 261
2017-04-22 19:30 | 299 | 255
2017-04-22 20:00 | 299 | 255
2017-04-22 20:30 | 299 | 254
2017-04-22 21:00 | 301 | 255
2017-04-22 21:30 | 307 | 263
2017-04-22 22:00 | 304 | 260
2017-04-22 22:30 | 289 | 237
2017-04-22 23:00 | 259 | 201
2017-04-22 23:30 | 250 | 187
2017-04-23 | 251 | 181
2017-04-23 00:30 | 249 | 175
2017-04-23 01:00 | 250 | 177
2017-04-23 01:30 | 250 | 175
2017-04-23 02:00 | 248 | 174
2017-04-23 02:30 | 256 | 184
2017-04-23 03:00 | 274 | 209
2017-04-23 03:30 | 278 | 213
2017-04-23 04:00 | 278 | 213
2017-04-23 04:30 | 276 | 210
2017-04-23 05:00 | 277 | 212
2017-04-23 05:30 | 280 | 215
2017-04-23 06:00 | 282 | 219
2017-04-23 06:30 | 286 | 225
2017-04-23 07:00 | 285 | 224
2017-04-23 07:30 | 298 | 240
2017-04-23 08:00 | 302 | 247
2017-04-23 08:30 | 309 | 255
2017-04-23 09:00 | 296 | 241
2017-04-23 09:30 | 270 | 208
2017-04-23 10:00 | 265 | 202
2017-04-23 10:30 | 261 | 197
2017-04-23 11:00 | 268 | 207
2017-04-23 11:30 | 261 | 199
2017-04-23 12:00 | 255 | 188
2017-04-23 12:30 | 266 | 204
2017-04-23 13:00 | 273 | 213
2017-04-23 13:30 | 286 | 227
2017-04-23 14:00 | 303 | 249
2017-04-23 14:30 | 312 | 262
2017-04-23 15:00 | 300 | 245
2017-04-23 15:30 | 294 | 238
2017-04-23 16:00 | 296 | 240
2017-04-23 16:30 | 295 | 240
2017-04-23 17:00 | 302 | 249
2017-04-23 17:30 | 323 | 277
2017-04-23 18:00 | 340 | 299
2017-04-23 18:30 | 323 | 280
2017-04-23 19:00 | 301 | 254
2017-04-23 19:30 | 288 | 238
2017-04-23 20:00 | 292 | 242
2017-04-23 20:30 | 306 | 258
2017-04-23 21:00 | 306 | 258
2017-04-23 21:30 | 319 | 274
2017-04-23 22:00 | 330 | 286
2017-04-23 22:30 | 306 | 259
2017-04-23 23:00 | 269 | 213
2017-04-23 23:30 | 278 | 224
2017-04-24 | 296 | 246
2017-04-24 00:30 | 304 | 254
2017-04-24 01:00 | 281 | 225
2017-04-24 01:30 | 268 | 208
2017-04-24 02:00 | 271 | 212
2017-04-24 02:30 | 287 | 233
2017-04-24 03:00 | 299 | 247
2017-04-24 03:30 | 278 | 220
2017-04-24 04:00 | 269 | 209
2017-04-24 04:30 | 277 | 221
2017-04-24 05:00 | 292 | 239
2017-04-24 05:30 | 290 | 237
2017-04-24 06:00 | 288 | 236
2017-04-24 06:30 | 288 | 236
2017-04-24 07:00 | 282 | 230
2017-04-24 07:30 | 308 | 261
2017-04-24 08:00 | 328 | 286
2017-04-24 08:30 | 328 | 288
2017-04-24 09:00 | 314 | 272
2017-04-24 09:30 | 314 | 272
2017-04-24 10:00 | 299 | 254
2017-04-24 10:30 | 296 | 251
2017-04-24 11:00 | 291 | 245
2017-04-24 11:30 | 296 | 251
2017-04-24 12:00 | 293 | 248
2017-04-24 12:30 | 289 | 242
2017-04-24 13:00 | 299 | 255
2017-04-24 13:30 | 316 | 274
2017-04-24 14:00 | 317 | 275
2017-04-24 14:30 | 323 | 283
2017-04-24 15:00 | 320 | 279
2017-04-24 15:30 | 321 | 280
2017-04-24 16:00 | 328 | 289
2017-04-24 16:30 | 327 | 288
2017-04-24 17:00 | 335 | 297
2017-04-24 17:30 | 339 | 302
2017-04-24 18:00 | 373 | 341
2017-04-24 18:30 | 359 | 326
2017-04-24 19:00 | 332 | 294
2017-04-24 19:30 | 314 | 273
2017-04-24 20:00 | 312 | 270
2017-04-24 20:30 | 326 | 285
2017-04-24 21:00 | 326 | 286
2017-04-24 21:30 | 328 | 287
2017-04-24 22:00 | 340 | 302
2017-04-24 22:30 | 277 | 224
2017-04-24 23:00 | 249 | 188
2017-04-24 23:30 | 246 | 183
2017-04-25 | 245 | 180
2017-04-25 00:30 | 248 | 185
2017-04-25 01:00 | 244 | 179
2017-04-25 01:30 | 251 | 188
2017-04-25 02:00 | 252 | 188
2017-04-25 02:30 | 260 | 198
2017-04-25 03:00 | 280 | 224
2017-04-25 03:30 | 280 | 223
2017-04-25 04:00 | 274 | 216
2017-04-25 04:30 | 281 | 225
2017-04-25 05:00 | 282 | 226
2017-04-25 05:30 | 282 | 227
2017-04-25 06:00 | 282 | 227
2017-04-25 06:30 | 284 | 230
2017-04-25 07:00 | 287 | 232
2017-04-25 07:30 | 296 | 243
2017-04-25 08:00 | 298 | 247
2017-04-25 08:30 | 297 | 246
2017-04-25 09:00 | 289 | 236
2017-04-25 09:30 | 277 | 224
2017-04-25 10:00 | 273 | 223
2017-04-25 10:30 | 275 | 225
2017-04-25 11:00 | 269 | 219
2017-04-25 11:30 | 264 | 213
2017-04-25 12:00 | 261 | 207
2017-04-25 12:30 | 270 | 218
2017-04-25 13:00 | 275 | 225
2017-04-25 13:30 | 282 | 232
2017-04-25 14:00 | 290 | 242
2017-04-25 14:30 | 298 | 252
2017-04-25 15:00 | 298 | 253
2017-04-25 15:30 | 300 | 256
2017-04-25 16:00 | 300 | 255
2017-04-25 16:30 | 294 | 249
2017-04-25 17:00 | 318 | 277
2017-04-25 17:30 | 329 | 290
2017-04-25 18:00 | 342 | 307
2017-04-25 18:30 | 329 | 291
2017-04-25 19:00 | 311 | 270
2017-04-25 19:30 | 297 | 253
2017-04-25 20:00 | 283 | 235
2017-04-25 20:30 | 288 | 241
2017-04-25 21:00 | 290 | 242
2017-04-25 21:30 | 296 | 250
2017-04-25 22:00 | 299 | 251
2017-04-25 22:30 | 279 | 225
2017-04-25 23:00 | 233 | 165
2017-04-25 23:30 | 228 | 155
2017-04-26 | 234 | 162
2017-04-26 00:30 | 237 | 160
2017-04-26 01:00 | 239 | 165
2017-04-26 01:30 | 248 | 166
2017-04-26 02:00 | 247 | 162
2017-04-26 02:30 | 263 | 181
2017-04-26 03:00 | 276 | 199
2017-04-26 03:30 | 284 | 210
2017-04-26 04:00 | 281 | 205
2017-04-26 04:30 | 286 | 212
2017-04-26 05:00 | 289 | 218
2017-04-26 05:30 | 288 | 217
2017-04-26 06:00 | 287 | 217
2017-04-26 06:30 | 293 | 233
2017-04-26 07:00 | 304 | 248
2017-04-26 07:30 | 333 | 283
2017-04-26 08:00 | 352 | 305
2017-04-26 08:30 | 366 | 322
2017-04-26 09:00 | 345 | 297
2017-04-26 09:30 | 330 | 280
2017-04-26 10:00 | 325 | 274
2017-04-26 10:30 | 338 | 289
2017-04-26 11:00 | 350 | 304
2017-04-26 11:30 | 351 | 309
2017-04-26 12:00 | 335 | 291
2017-04-26 12:30 | 342 | 300
2017-04-26 13:00 | 327 | 283
2017-04-26 13:30 | 341 | 298
2017-04-26 14:00 | 337 | 294
2017-04-26 14:30 | 362 | 323
2017-04-26 15:00 | 347 | 312
2017-04-26 15:30 | 328 | 294
2017-04-26 16:00 | 322 | 288
2017-04-26 16:30 | 344 | 314
2017-04-26 17:00 | 368 | 341
2017-04-26 17:30 | 397 | 373
2017-04-26 18:00 | 400 | 378
2017-04-26 18:30 | 402 | 379
2017-04-26 19:00 | 387 | 362
2017-04-26 19:30 | 363 | 335
2017-04-26 20:00 | 359 | 330
2017-04-26 20:30 | 372 | 344
2017-04-26 21:00 | 356 | 326
2017-04-26 21:30 | 358 | 329
2017-04-26 22:00 | 346 | 313
2017-04-26 22:30 | 282 | 238
2017-04-26 23:00 | 242 | 187
2017-04-26 23:30 | 246 | 191
2017-04-27 | 247 | 192
2017-04-27 00:30 | 249 | 194
2017-04-27 01:00 | 251 | 194
2017-04-27 01:30 | 253 | 196
2017-04-27 02:00 | 255 | 197
2017-04-27 02:30 | 267 | 213
2017-04-27 03:00 | 289 | 239
2017-04-27 03:30 | 284 | 233
2017-04-27 04:00 | 286 | 236
2017-04-27 04:30 | 292 | 244
2017-04-27 05:00 | 293 | 245
2017-04-27 05:30 | 294 | 247
2017-04-27 06:00 | 292 | 248
2017-04-27 06:30 | 298 | 256
2017-04-27 07:00 | 347 | 315
2017-04-27 07:30 | 353 | 323
2017-04-27 08:00 | 340 | 310
2017-04-27 08:30 | 325 | 292
2017-04-27 09:00 | 299 | 262
2017-04-27 09:30 | 292 | 252
2017-04-27 10:00 | 297 | 260
2017-04-27 10:30 | 294 | 255
2017-04-27 11:00 | 303 | 267
2017-04-27 11:30 | 304 | 267
2017-04-27 12:00 | 299 | 263
2017-04-27 12:30 | 289 | 251
2017-04-27 13:00 | 277 | 235
2017-04-27 13:30 | 289 | 249
2017-04-27 14:00 | 300 | 263
2017-04-27 14:30 | 300 | 262
2017-04-27 15:00 | 302 | 265
2017-04-27 15:30 | 300 | 263
2017-04-27 16:00 | 309 | 273
2017-04-27 16:30 | 326 | 292
2017-04-27 17:00 | 333 | 302
2017-04-27 17:30 | 354 | 326
2017-04-27 18:00 | 404 | 382
2017-04-27 18:30 | 423 | 402
2017-04-27 19:00 | 394 | 370
2017-04-27 19:30 | 373 | 347
2017-04-27 20:00 | 369 | 342
2017-04-27 20:30 | 361 | 334
2017-04-27 21:00 | 326 | 293
2017-04-27 21:30 | 299 | 261
2017-04-27 22:00 | 283 | 242
2017-04-27 22:30 | 252 | 202
2017-04-27 23:00 | 231 | 176
2017-04-27 23:30 | 228 | 172
2017-04-28 | 227 | 169
2017-04-28 00:30 | 221 | 159
2017-04-28 01:00 | 200 | 129
2017-04-28 01:30 | 202 | 132
2017-04-28 02:00 | 204 | 135
2017-04-28 02:30 | 213 | 149
2017-04-28 03:00 | 227 | 168
2017-04-28 03:30 | 237 | 180
2017-04-28 04:00 | 248 | 194
2017-04-28 04:30 | 256 | 204
2017-04-28 05:00 | 262 | 213
2017-04-28 05:30 | 260 | 210
2017-04-28 06:00 | 262 | 213
2017-04-28 06:30 | 266 | 218
2017-04-28 07:00 | 276 | 231
2017-04-28 07:30 | 324 | 289
2017-04-28 08:00 | 353 | 323
2017-04-28 08:30 | 337 | 305
2017-04-28 09:00 | 303 | 266
2017-04-28 09:30 | 289 | 249
2017-04-28 10:00 | 276 | 234
2017-04-28 10:30 | 285 | 244
2017-04-28 11:00 | 282 | 240
2017-04-28 11:30 | 268 | 224
2017-04-28 12:00 | 259 | 213
2017-04-28 12:30 | 269 | 223
2017-04-28 13:00 | 270 | 217
2017-04-28 13:30 | 282 | 230
2017-04-28 14:00 | 278 | 226
2017-04-28 14:30 | 297 | 247
2017-04-28 15:00 | 339 | 297
2017-04-28 15:30 | 356 | 316
2017-04-28 16:00 | 365 | 326
2017-04-28 16:30 | 352 | 313
2017-04-28 17:00 | 340 | 299
2017-04-28 17:30 | 357 | 319
2017-04-28 18:00 | 373 | 338
2017-04-28 18:30 | 362 | 327
2017-04-28 19:00 | 342 | 304
2017-04-28 19:30 | 327 | 287
2017-04-28 20:00 | 331 | 291
2017-04-28 20:30 | 325 | 282
2017-04-28 21:00 | 325 | 282
2017-04-28 21:30 | 310 | 265
2017-04-28 22:00 | 322 | 277
2017-04-28 22:30 | 330 | 284
2017-04-28 23:00 | 310 | 260
2017-04-28 23:30 | 306 | 256
2017-04-29 | 300 | 248
2017-04-29 00:30 | 287 | 231
2017-04-29 01:00 | 289 | 229
2017-04-29 01:30 | 289 | 229
2017-04-29 02:00 | 283 | 220
2017-04-29 02:30 | 292 | 231
2017-04-29 03:00 | 307 | 250
2017-04-29 03:30 | 301 | 244
2017-04-29 04:00 | 306 | 248
2017-04-29 04:30 | 298 | 239
2017-04-29 05:00 | 297 | 237
2017-04-29 05:30 | 297 | 237
2017-04-29 06:00 | 296 | 236
2017-04-29 06:30 | 312 | 260
2017-04-29 07:00 | 327 | 280
2017-04-29 07:30 | 321 | 273
2017-04-29 08:00 | 266 | 208
2017-04-29 08:30 | 277 | 222
2017-04-29 09:00 | 268 | 212
2017-04-29 09:30 | 248 | 192
2017-04-29 10:00 | 246 | 189
2017-04-29 10:30 | 249 | 192
2017-04-29 11:00 | 240 | 181
2017-04-29 11:30 | 238 | 179
2017-04-29 12:00 | 239 | 180
2017-04-29 12:30 | 245 | 188
2017-04-29 13:00 | 241 | 182
2017-04-29 13:30 | 244 | 185
2017-04-29 14:00 | 240 | 181
2017-04-29 14:30 | 260 | 206
2017-04-29 15:00 | 274 | 223
2017-04-29 15:30 | 270 | 220
2017-04-29 16:00 | 252 | 198
2017-04-29 16:30 | 246 | 192
2017-04-29 17:00 | 269 | 220
2017-04-29 17:30 | 293 | 250
2017-04-29 18:00 | 306 | 267
2017-04-29 18:30 | 295 | 254
2017-04-29 19:00 | 291 | 248
2017-04-29 19:30 | 295 | 253
2017-04-29 20:00 | 307 | 265
2017-04-29 20:30 | 281 | 232
2017-04-29 21:00 | 278 | 230
2017-04-29 21:30 | 284 | 235
2017-04-29 22:00 | 280 | 229
2017-04-29 22:30 | 267 | 210
2017-04-29 23:00 | 242 | 177
2017-04-29 23:30 | 245 | 181
2017-04-30 | 244 | 175
2017-04-30 00:30 | 238 | 163
2017-04-30 01:00 | 234 | 155
2017-04-30 01:30 | 231 | 150
2017-04-30 02:00 | 237 | 158
2017-04-30 02:30 | 240 | 162
2017-04-30 03:00 | 246 | 165
2017-04-30 03:30 | 246 | 160
2017-04-30 04:00 | 250 | 167
2017-04-30 04:30 | 240 | 152
2017-04-30 05:00 | 244 | 158
2017-04-30 05:30 | 244 | 158
2017-04-30 06:00 | 246 | 160
2017-04-30 06:30 | 239 | 160
2017-04-30 07:00 | 241 | 163
2017-04-30 07:30 | 244 | 168
2017-04-30 08:00 | 242 | 165
2017-04-30 08:30 | 248 | 174
2017-04-30 09:00 | 246 | 173
2017-04-30 09:30 | 251 | 179
2017-04-30 10:00 | 259 | 191
2017-04-30 10:30 | 252 | 181
2017-04-30 11:00 | 242 | 167
2017-04-30 11:30 | 239 | 162
2017-04-30 12:00 | 240 | 164
2017-04-30 12:30 | 238 | 162
2017-04-30 13:00 | 238 | 161
2017-04-30 13:30 | 238 | 162
2017-04-30 14:00 | 233 | 153
2017-04-30 14:30 | 237 | 159
2017-04-30 15:00 | 242 | 166
2017-04-30 15:30 | 247 | 173
2017-04-30 16:00 | 257 | 188
2017-04-30 16:30 | 263 | 198
2017-04-30 17:00 | 274 | 213
2017-04-30 17:30 | 294 | 238
2017-04-30 18:00 | 298 | 244
2017-04-30 18:30 | 290 | 235
2017-04-30 19:00 | 276 | 215
2017-04-30 19:30 | 275 | 214
2017-04-30 20:00 | 283 | 223
2017-04-30 20:30 | 285 | 223
2017-04-30 21:00 | 274 | 209
2017-04-30 21:30 | 273 | 207
2017-04-30 22:00 | 282 | 218
2017-04-30 22:30 | 267 | 199
2017-04-30 23:00 | 256 | 184
2017-04-30 23:30 | 253 | 180
2017-05-01 | 247 | 171
2017-05-01 00:30 | 235 | 152
2017-05-01 01:00 | 225 | 134
2017-05-01 01:30 | 220 | 117
2017-05-01 02:00 | 218 | 118
2017-05-01 02:30 | 206 | 109
2017-05-01 03:00 | 208 | 105
2017-05-01 03:30 | 210 | 107
2017-05-01 04:00 | 202 | 91
2017-05-01 04:30 | 213 | 113
2017-05-01 05:00 | 201 | 93
2017-05-01 05:30 | 204 | 98
2017-05-01 06:00 | 194 | 81
2017-05-01 06:30 | 210 | 111
2017-05-01 07:00 | 211 | 126
2017-05-01 07:30 | 209 | 124
2017-05-01 08:00 | 202 | 112
2017-05-01 08:30 | 206 | 120
2017-05-01 09:00 | 209 | 129
2017-05-01 09:30 | 209 | 136
2017-05-01 10:00 | 216 | 147
2017-05-01 10:30 | 201 | 125
2017-05-01 11:00 | 201 | 125
2017-05-01 11:30 | 193 | 111
2017-05-01 12:00 | 195 | 112
2017-05-01 12:30 | 200 | 120
2017-05-01 13:00 | 200 | 120
2017-05-01 13:30 | 200 | 121
2017-05-01 14:00 | 201 | 122
2017-05-01 14:30 | 195 | 114
2017-05-01 15:00 | 207 | 134
2017-05-01 15:30 | 218 | 149
2017-05-01 16:00 | 218 | 149
2017-05-01 16:30 | 226 | 161
2017-05-01 17:00 | 248 | 193
2017-05-01 17:30 | 262 | 216
2017-05-01 18:00 | 274 | 231
2017-05-01 18:30 | 274 | 231
2017-05-01 19:00 | 284 | 241
2017-05-01 19:30 | 269 | 222
2017-05-01 20:00 | 263 | 214
2017-05-01 20:30 | 267 | 219
2017-05-01 21:00 | 238 | 183
2017-05-01 21:30 | 258 | 207
2017-05-01 22:00 | 280 | 229
2017-05-01 22:30 | 251 | 189
2017-05-01 23:00 | 245 | 179
2017-05-01 23:30 | 245 | 182
2017-05-02 | 239 | 173
2017-05-02 00:30 | 211 | 128
2017-05-02 01:00 | 196 | 100
2017-05-02 01:30 | 191 | 99
2017-05-02 02:00 | 200 | 109
2017-05-02 02:30 | 207 | 109
2017-05-02 03:00 | 208 | 111
2017-05-02 03:30 | 220 | 134
2017-05-02 04:00 | 244 | 169
2017-05-02 04:30 | 245 | 172
2017-05-02 05:00 | 234 | 155
2017-05-02 05:30 | 246 | 174
2017-05-02 06:00 | 247 | 177
2017-05-02 06:30 | 271 | 216
2017-05-02 07:00 | 297 | 248
2017-05-02 07:30 | 319 | 275
2017-05-02 08:00 | 312 | 271
2017-05-02 08:30 | 282 | 235
2017-05-02 09:00 | 267 | 217
2017-05-02 09:30 | 283 | 236
2017-05-02 10:00 | 283 | 235
2017-05-02 10:30 | 284 | 238
2017-05-02 11:00 | 275 | 228
2017-05-02 11:30 | 285 | 240
2017-05-02 12:00 | 273 | 226
2017-05-02 12:30 | 255 | 204
2017-05-02 13:00 | 266 | 217
2017-05-02 13:30 | 287 | 243
2017-05-02 14:00 | 293 | 250
2017-05-02 14:30 | 289 | 245
2017-05-02 15:00 | 283 | 238
2017-05-02 15:30 | 287 | 242
2017-05-02 16:00 | 293 | 250
2017-05-02 16:30 | 303 | 261
2017-05-02 17:00 | 311 | 271
2017-05-02 17:30 | 341 | 306
2017-05-02 18:00 | 371 | 339
2017-05-02 18:30 | 347 | 313
2017-05-02 19:00 | 335 | 300
2017-05-02 19:30 | 300 | 260
2017-05-02 20:00 | 323 | 286
2017-05-02 20:30 | 321 | 284
2017-05-02 21:00 | 288 | 244
2017-05-02 21:30 | 278 | 233
2017-05-02 22:00 | 291 | 248
2017-05-02 22:30 | 271 | 220
2017-05-02 23:00 | 271 | 220
2017-05-02 23:30 | 271 | 218
2017-05-03 | 275 | 222
2017-05-03 00:30 | 251 | 192
2017-05-03 01:00 | 242 | 176
2017-05-03 01:30 | 239 | 172
2017-05-03 02:00 | 244 | 178
2017-05-03 02:30 | 241 | 174
2017-05-03 03:00 | 242 | 175
2017-05-03 03:30 | 241 | 175
2017-05-03 04:00 | 242 | 174
2017-05-03 04:30 | 236 | 167
2017-05-03 05:00 | 236 | 168
2017-05-03 05:30 | 243 | 179
2017-05-03 06:00 | 248 | 186
2017-05-03 06:30 | 277 | 225
2017-05-03 07:00 | 310 | 269
2017-05-03 07:30 | 309 | 273
2017-05-03 08:00 | 326 | 291
2017-05-03 08:30 | 309 | 272
2017-05-03 09:00 | 290 | 250
2017-05-03 09:30 | 302 | 263
2017-05-03 10:00 | 300 | 260
2017-05-03 10:30 | 285 | 245
2017-05-03 11:00 | 294 | 254
2017-05-03 11:30 | 286 | 245
2017-05-03 12:00 | 285 | 243
2017-05-03 12:30 | 286 | 244
2017-05-03 13:00 | 292 | 252
2017-05-03 13:30 | 304 | 265
2017-05-03 14:00 | 308 | 270
2017-05-03 14:30 | 335 | 302
2017-05-03 15:00 | 325 | 291
2017-05-03 15:30 | 337 | 304
2017-05-03 16:00 | 362 | 331
2017-05-03 16:30 | 376 | 347
2017-05-03 17:00 | 373 | 344
2017-05-03 17:30 | 378 | 351
2017-05-03 18:00 | 414 | 391
2017-05-03 18:30 | 401 | 377
2017-05-03 19:00 | 373 | 345
2017-05-03 19:30 | 364 | 335
2017-05-03 20:00 | 367 | 338
2017-05-03 20:30 | 360 | 330
2017-05-03 21:00 | 341 | 308
2017-05-03 21:30 | 326 | 292
2017-05-03 22:00 | 314 | 278
2017-05-03 22:30 | 314 | 278
2017-05-03 23:00 | 318 | 282
2017-05-03 23:30 | 319 | 283
2017-05-04 | 309 | 269
2017-05-04 00:30 | 288 | 246
2017-05-04 01:00 | 274 | 228
2017-05-04 01:30 | 264 | 210
2017-05-04 02:00 | 279 | 229
2017-05-04 02:30 | 260 | 205
2017-05-04 03:00 | 243 | 185
2017-05-04 03:30 | 235 | 182
2017-05-04 04:00 | 237 | 185
2017-05-04 04:30 | 230 | 176
2017-05-04 05:00 | 231 | 178
2017-05-04 05:30 | 244 | 195
2017-05-04 06:00 | 245 | 197
2017-05-04 06:30 | 286 | 248
2017-05-04 07:00 | 335 | 305
2017-05-04 07:30 | 349 | 322
2017-05-04 08:00 | 334 | 306
2017-05-04 08:30 | 318 | 288
2017-05-04 09:00 | 289 | 253
2017-05-04 09:30 | 282 | 245
2017-05-04 10:00 | 289 | 252
2017-05-04 10:30 | 310 | 276
2017-05-04 11:00 | 318 | 285
2017-05-04 11:30 | 322 | 290
2017-05-04 12:00 | 324 | 292
2017-05-04 12:30 | 335 | 304
2017-05-04 13:00 | 317 | 284
2017-05-04 13:30 | 312 | 278
2017-05-04 14:00 | 299 | 264
2017-05-04 14:30 | 306 | 272
2017-05-04 15:00 | 314 | 281
2017-05-04 15:30 | 315 | 281
2017-05-04 16:00 | 315 | 281
2017-05-04 16:30 | 324 | 292
2017-05-04 17:00 | 327 | 296
2017-05-04 17:30 | 338 | 308
2017-05-04 18:00 | 391 | 367
2017-05-04 18:30 | 405 | 382
2017-05-04 19:00 | 381 | 356
2017-05-04 19:30 | 339 | 308
2017-05-04 20:00 | 333 | 301
2017-05-04 20:30 | 339 | 307
2017-05-04 21:00 | 329 | 295
2017-05-04 21:30 | 325 | 291
2017-05-04 22:00 | 292 | 254
2017-05-04 22:30 | 289 | 249
2017-05-04 23:00 | 286 | 245
2017-05-04 23:30 | 287 | 241
2017-05-05 | 272 | 218
2017-05-05 00:30 | 243 | 180
2017-05-05 01:00 | 215 | 141
2017-05-05 01:30 | 214 | 139
2017-05-05 02:00 | 220 | 148
2017-05-05 02:30 | 213 | 134
2017-05-05 03:00 | 217 | 142
2017-05-05 03:30 | 214 | 135
2017-05-05 04:00 | 215 | 137
2017-05-05 04:30 | 225 | 153
2017-05-05 05:00 | 220 | 146
2017-05-05 05:30 | 233 | 166
2017-05-05 06:00 | 227 | 159
2017-05-05 06:30 | 263 | 208
2017-05-05 07:00 | 281 | 231
2017-05-05 07:30 | 297 | 252
2017-05-05 08:00 | 301 | 261
2017-05-05 08:30 | 265 | 221
2017-05-05 09:00 | 237 | 189
2017-05-05 09:30 | 233 | 181
2017-05-05 10:00 | 211 | 155
2017-05-05 10:30 | 203 | 144
2017-05-05 11:00 | 208 | 151
2017-05-05 11:30 | 217 | 161
2017-05-05 12:00 | 214 | 159
2017-05-05 12:30 | 235 | 185
2017-05-05 13:00 | 236 | 186
2017-05-05 13:30 | 251 | 204
2017-05-05 14:00 | 258 | 212
2017-05-05 14:30 | 271 | 228
2017-05-05 15:00 | 282 | 241
2017-05-05 15:30 | 274 | 231
2017-05-05 16:00 | 288 | 248
2017-05-05 16:30 | 296 | 257
2017-05-05 17:00 | 308 | 272
2017-05-05 17:30 | 336 | 304
2017-05-05 18:00 | 365 | 337
2017-05-05 18:30 | 355 | 327
2017-05-05 19:00 | 336 | 305
2017-05-05 19:30 | 333 | 301
2017-05-05 20:00 | 358 | 329
2017-05-05 20:30 | 342 | 309
2017-05-05 21:00 | 343 | 310
2017-05-05 21:30 | 336 | 300
2017-05-05 22:00 | 340 | 304
2017-05-05 22:30 | 300 | 259
2017-05-05 23:00 | 268 | 222
2017-05-05 23:30 | 256 | 207
2017-05-06 | 242 | 181
2017-05-06 00:30 | 225 | 152
2017-05-06 01:00 | 226 | 152
2017-05-06 01:30 | 221 | 144
2017-05-06 02:00 | 225 | 148
2017-05-06 02:30 | 221 | 143
2017-05-06 03:00 | 234 | 166
2017-05-06 03:30 | 236 | 169
2017-05-06 04:00 | 252 | 190
2017-05-06 04:30 | 262 | 203
2017-05-06 05:00 | 261 | 205
2017-05-06 05:30 | 260 | 204
2017-05-06 06:00 | 237 | 177
2017-05-06 06:30 | 264 | 214
2017-05-06 07:00 | 262 | 213
2017-05-06 07:30 | 272 | 225
2017-05-06 08:00 | 271 | 224
2017-05-06 08:30 | 263 | 215
2017-05-06 09:00 | 265 | 217
2017-05-06 09:30 | 247 | 196
2017-05-06 10:00 | 246 | 193
2017-05-06 10:30 | 233 | 178
2017-05-06 11:00 | 232 | 177
2017-05-06 11:30 | 247 | 196
2017-05-06 12:00 | 236 | 182
2017-05-06 12:30 | 232 | 175
2017-05-06 13:00 | 249 | 197
2017-05-06 13:30 | 257 | 205
2017-05-06 14:00 | 262 | 212
2017-05-06 14:30 | 270 | 222
2017-05-06 15:00 | 256 | 206
2017-05-06 15:30 | 264 | 214
2017-05-06 16:00 | 259 | 209
2017-05-06 16:30 | 277 | 232
2017-05-06 17:00 | 273 | 228
2017-05-06 17:30 | 300 | 261
2017-05-06 18:00 | 336 | 303
2017-05-06 18:30 | 324 | 291
2017-05-06 19:00 | 309 | 274
2017-05-06 19:30 | 290 | 250
2017-05-06 20:00 | 296 | 257
2017-05-06 20:30 | 292 | 251
2017-05-06 21:00 | 278 | 235
2017-05-06 21:30 | 300 | 262
2017-05-06 22:00 | 287 | 247
2017-05-06 22:30 | 272 | 228
2017-05-06 23:00 | 257 | 209
2017-05-06 23:30 | 263 | 216
2017-05-07 | 246 | 194
2017-05-07 00:30 | 243 | 183
2017-05-07 01:00 | 248 | 184
2017-05-07 01:30 | 248 | 184
2017-05-07 02:00 | 265 | 201
2017-05-07 02:30 | 278 | 219
2017-05-07 03:00 | 295 | 240
2017-05-07 03:30 | 291 | 234
2017-05-07 04:00 | 262 | 197
2017-05-07 04:30 | 270 | 207
2017-05-07 05:00 | 273 | 209
2017-05-07 05:30 | 266 | 201
2017-05-07 06:00 | 276 | 216
2017-05-07 06:30 | 287 | 230
2017-05-07 07:00 | 280 | 222
2017-05-07 07:30 | 288 | 233
2017-05-07 08:00 | 294 | 241
2017-05-07 08:30 | 300 | 248
2017-05-07 09:00 | 293 | 240
2017-05-07 09:30 | 274 | 217
2017-05-07 10:00 | 268 | 210
2017-05-07 10:30 | 259 | 199
2017-05-07 11:00 | 252 | 191
2017-05-07 11:30 | 249 | 185
2017-05-07 12:00 | 262 | 204
2017-05-07 12:30 | 282 | 228
2017-05-07 13:00 | 285 | 232
2017-05-07 13:30 | 284 | 231
2017-05-07 14:00 | 286 | 234
2017-05-07 14:30 | 272 | 217
2017-05-07 15:00 | 266 | 209
2017-05-07 15:30 | 279 | 225
2017-05-07 16:00 | 289 | 238
2017-05-07 16:30 | 292 | 242
2017-05-07 17:00 | 287 | 236
2017-05-07 17:30 | 288 | 239
2017-05-07 18:00 | 305 | 259
2017-05-07 18:30 | 330 | 289
2017-05-07 19:00 | 305 | 259
2017-05-07 19:30 | 283 | 231
2017-05-07 20:00 | 276 | 224
2017-05-07 20:30 | 279 | 226
2017-05-07 21:00 | 269 | 214
2017-05-07 21:30 | 272 | 216
2017-05-07 22:00 | 280 | 227
2017-05-07 22:30 | 269 | 214
2017-05-07 23:00 | 249 | 189
2017-05-07 23:30 | 253 | 192
2017-05-08 | 248 | 185
2017-05-08 00:30 | 236 | 168
2017-05-08 01:00 | 243 | 177
2017-05-08 01:30 | 252 | 186
2017-05-08 02:00 | 252 | 187
2017-05-08 02:30 | 253 | 187
2017-05-08 03:00 | 254 | 188
2017-05-08 03:30 | 275 | 215
2017-05-08 04:00 | 276 | 216
2017-05-08 04:30 | 262 | 199
2017-05-08 05:00 | 262 | 198
2017-05-08 05:30 | 270 | 211
2017-05-08 06:00 | 280 | 223
2017-05-08 06:30 | 309 | 261
2017-05-08 07:00 | 335 | 295
2017-05-08 07:30 | 364 | 330
2017-05-08 08:00 | 383 | 352
2017-05-08 08:30 | 362 | 330
2017-05-08 09:00 | 348 | 314
2017-05-08 09:30 | 330 | 295
2017-05-08 10:00 | 332 | 296
2017-05-08 10:30 | 300 | 260
2017-05-08 11:00 | 301 | 260
2017-05-08 11:30 | 312 | 274
2017-05-08 12:00 | 323 | 285
2017-05-08 12:30 | 324 | 287
2017-05-08 13:00 | 311 | 273
2017-05-08 13:30 | 309 | 271
2017-05-08 14:00 | 319 | 283
2017-05-08 14:30 | 337 | 303
2017-05-08 15:00 | 345 | 311
2017-05-08 15:30 | 337 | 303
2017-05-08 16:00 | 332 | 298
2017-05-08 16:30 | 333 | 298
2017-05-08 17:00 | 355 | 324
2017-05-08 17:30 | 407 | 381
2017-05-08 18:00 | 421 | 396
2017-05-08 18:30 | 409 | 384
2017-05-08 19:00 | 404 | 379
2017-05-08 19:30 | 373 | 345
2017-05-08 20:00 | 374 | 345
2017-05-08 20:30 | 370 | 340
2017-05-08 21:00 | 346 | 313
2017-05-08 21:30 | 352 | 319
2017-05-08 22:00 | 344 | 309
2017-05-08 22:30 | 321 | 282
2017-05-08 23:00 | 292 | 248
2017-05-08 23:30 | 283 | 235
2017-05-09 | 264 | 211
2017-05-09 00:30 | 253 | 196
2017-05-09 01:00 | 255 | 198
2017-05-09 01:30 | 259 | 203
2017-05-09 02:00 | 264 | 210
2017-05-09 02:30 | 262 | 207
2017-05-09 03:00 | 268 | 215
2017-05-09 03:30 | 275 | 223
2017-05-09 04:00 | 269 | 216
2017-05-09 04:30 | 267 | 213
2017-05-09 05:00 | 277 | 226
2017-05-09 05:30 | 292 | 245
2017-05-09 06:00 | 298 | 252
2017-05-09 06:30 | 319 | 279
2017-05-09 07:00 | 366 | 333
2017-05-09 07:30 | 390 | 361
2017-05-09 08:00 | 414 | 387
2017-05-09 08:30 | 413 | 386
2017-05-09 09:00 | 370 | 339
2017-05-09 09:30 | 339 | 306
2017-05-09 10:00 | 337 | 305
2017-05-09 10:30 | 335 | 302
2017-05-09 11:00 | 305 | 268
2017-05-09 11:30 | 297 | 259
2017-05-09 12:00 | 290 | 250
2017-05-09 12:30 | 283 | 242
2017-05-09 13:00 | 292 | 252
2017-05-09 13:30 | 310 | 274
2017-05-09 14:00 | 313 | 276
2017-05-09 14:30 | 323 | 287
2017-05-09 15:00 | 335 | 301
2017-05-09 15:30 | 332 | 298
2017-05-09 16:00 | 353 | 321
2017-05-09 16:30 | 354 | 323
2017-05-09 17:00 | 359 | 328
2017-05-09 17:30 | 413 | 389
2017-05-09 18:00 | 465 | 444
2017-05-09 18:30 | 437 | 415
2017-05-09 19:00 | 416 | 391
2017-05-09 19:30 | 387 | 359
2017-05-09 20:00 | 396 | 369
2017-05-09 20:30 | 393 | 364
2017-05-09 21:00 | 377 | 347
2017-05-09 21:30 | 361 | 329
2017-05-09 22:00 | 343 | 306
2017-05-09 22:30 | 320 | 280
2017-05-09 23:00 | 295 | 251
2017-05-09 23:30 | 257 | 203
2017-05-10 | 241 | 176
2017-05-10 00:30 | 234 | 163
2017-05-10 01:00 | 254 | 189
2017-05-10 01:30 | 262 | 201
2017-05-10 02:00 | 261 | 197
2017-05-10 02:30 | 269 | 209
2017-05-10 03:00 | 277 | 219
2017-05-10 03:30 | 274 | 215
2017-05-10 04:00 | 281 | 224
2017-05-10 04:30 | 282 | 226
2017-05-10 05:00 | 287 | 232
2017-05-10 05:30 | 298 | 246
2017-05-10 06:00 | 308 | 259
2017-05-10 06:30 | 354 | 314
2017-05-10 07:00 | 390 | 355
2017-05-10 07:30 | 402 | 370
2017-05-10 08:00 | 422 | 393
2017-05-10 08:30 | 418 | 389
2017-05-10 09:00 | 386 | 354
2017-05-10 09:30 | 375 | 342
2017-05-10 10:00 | 374 | 339
2017-05-10 10:30 | 372 | 337
2017-05-10 11:00 | 371 | 337
2017-05-10 11:30 | 373 | 338
2017-05-10 12:00 | 376 | 341
2017-05-10 12:30 | 369 | 334
2017-05-10 13:00 | 377 | 343
2017-05-10 13:30 | 377 | 343
2017-05-10 14:00 | 387 | 354
2017-05-10 14:30 | 409 | 379
2017-05-10 15:00 | 405 | 375
2017-05-10 15:30 | 405 | 374
2017-05-10 16:00 | 414 | 383
2017-05-10 16:30 | 419 | 389
2017-05-10 17:00 | 452 | 426
2017-05-10 17:30 | 518 | 498
2017-05-10 18:00 | 555 | 539
2017-05-10 18:30 | 530 | 513
2017-05-10 19:00 | 520 | 502
2017-05-10 19:30 | 499 | 479
2017-05-10 20:00 | 493 | 473
2017-05-10 20:30 | 491 | 470
2017-05-10 21:00 | 465 | 442
2017-05-10 21:30 | 463 | 440
2017-05-10 22:00 | 449 | 424
2017-05-10 22:30 | 387 | 356
2017-05-10 23:00 | 330 | 287
2017-05-10 23:30 | 313 | 266
2017-05-11 | 286 | 234
2017-05-11 00:30 | 277 | 222
2017-05-11 01:00 | 279 | 224
2017-05-11 01:30 | 297 | 238
2017-05-11 02:00 | 297 | 239
2017-05-11 02:30 | 292 | 234
2017-05-11 03:00 | 299 | 242
2017-05-11 03:30 | 311 | 256
2017-05-11 04:00 | 311 | 256
2017-05-11 04:30 | 304 | 248
2017-05-11 05:00 | 311 | 256
2017-05-11 05:30 | 316 | 263
2017-05-11 06:00 | 321 | 271
2017-05-11 06:30 | 349 | 305
2017-05-11 07:00 | 366 | 325
2017-05-11 07:30 | 386 | 351
2017-05-11 08:00 | 389 | 357
2017-05-11 08:30 | 387 | 354
2017-05-11 09:00 | 366 | 329
2017-05-11 09:30 | 354 | 316
2017-05-11 10:00 | 345 | 306
2017-05-11 10:30 | 368 | 331
2017-05-11 11:00 | 379 | 344
2017-05-11 11:30 | 366 | 329
2017-05-11 12:00 | 359 | 323
2017-05-11 12:30 | 355 | 317
2017-05-11 13:00 | 367 | 331
2017-05-11 13:30 | 365 | 328
2017-05-11 14:00 | 406 | 374
2017-05-11 14:30 | 426 | 397
2017-05-11 15:00 | 427 | 398
2017-05-11 15:30 | 428 | 399
2017-05-11 16:00 | 415 | 383
2017-05-11 16:30 | 439 | 411
2017-05-11 17:00 | 427 | 402
2017-05-11 17:30 | 469 | 447
2017-05-11 18:00 | 539 | 511
2017-05-11 18:30 | 523 | 491
2017-05-11 19:00 | 513 | 480
2017-05-11 19:30 | 499 | 464
2017-05-11 20:00 | 454 | 430
2017-05-11 20:30 | 457 | 433
2017-05-11 21:00 | 447 | 422
2017-05-11 21:30 | 468 | 444
2017-05-11 22:00 | 466 | 443
2017-05-11 22:30 | 386 | 356
2017-05-11 23:00 | 324 | 285
2017-05-11 23:30 | 309 | 268
2017-05-12 | 284 | 234
2017-05-12 00:30 | 268 | 211
2017-05-12 01:00 | 252 | 191
2017-05-12 01:30 | 252 | 191
2017-05-12 02:00 | 258 | 198
2017-05-12 02:30 | 258 | 197
2017-05-12 03:00 | 262 | 199
2017-05-12 03:30 | 322 | 273
2017-05-12 04:00 | 366 | 325
2017-05-12 04:30 | 386 | 348
2017-05-12 05:00 | 368 | 329
2017-05-12 05:30 | 323 | 277
2017-05-12 06:00 | 277 | 221
2017-05-12 06:30 | 314 | 267
2017-05-12 07:00 | 344 | 303
2017-05-12 07:30 | 360 | 323
2017-05-12 08:00 | 382 | 346
2017-05-12 08:30 | 369 | 332
2017-05-12 09:00 | 345 | 305
2017-05-12 09:30 | 339 | 298
2017-05-12 10:00 | 318 | 274
2017-05-12 10:30 | 297 | 250
2017-05-12 11:00 | 276 | 225
2017-05-12 11:30 | 287 | 238
2017-05-12 12:00 | 308 | 263
2017-05-12 12:30 | 316 | 272
2017-05-12 13:00 | 325 | 282
2017-05-12 13:30 | 332 | 289
2017-05-12 14:00 | 329 | 286
2017-05-12 14:30 | 336 | 295
2017-05-12 15:00 | 332 | 290
2017-05-12 15:30 | 343 | 302
2017-05-12 16:00 | 346 | 306
2017-05-12 16:30 | 337 | 296
2017-05-12 17:00 | 337 | 297
2017-05-12 17:30 | 405 | 374
2017-05-12 18:00 | 437 | 409
2017-05-12 18:30 | 417 | 388
2017-05-12 19:00 | 398 | 366
2017-05-12 19:30 | 378 | 344
2017-05-12 20:00 | 368 | 332
2017-05-12 20:30 | 358 | 319
2017-05-12 21:00 | 349 | 308
2017-05-12 21:30 | 357 | 318
2017-05-12 22:00 | 360 | 322
2017-05-12 22:30 | 314 | 269
2017-05-12 23:00 | 270 | 215
2017-05-12 23:30 | 253 | 192
2017-05-13 | 232 | 162
2017-05-13 00:30 | 239 | 166
2017-05-13 01:00 | 225 | 136
2017-05-13 01:30 | 239 | 142
2017-05-13 02:00 | 255 | 161
2017-05-13 02:30 | 266 | 179
2017-05-13 03:00 | 252 | 155
2017-05-13 03:30 | 280 | 198
2017-05-13 04:00 | 291 | 213
2017-05-13 04:30 | 299 | 223
2017-05-13 05:00 | 291 | 214
2017-05-13 05:30 | 274 | 190
2017-05-13 06:00 | 279 | 198
2017-05-13 06:30 | 303 | 232
2017-05-13 07:00 | 323 | 260
2017-05-13 07:30 | 321 | 259
2017-05-13 08:00 | 329 | 270
2017-05-13 08:30 | 329 | 274
2017-05-13 09:00 | 325 | 270
2017-05-13 09:30 | 341 | 292
2017-05-13 10:00 | 321 | 269
2017-05-13 10:30 | 313 | 259
2017-05-13 11:00 | 302 | 247
2017-05-13 11:30 | 306 | 251
2017-05-13 12:00 | 285 | 224
2017-05-13 12:30 | 296 | 237
2017-05-13 13:00 | 305 | 249
2017-05-13 13:30 | 307 | 252
2017-05-13 14:00 | 314 | 260
2017-05-13 14:30 | 329 | 279
2017-05-13 15:00 | 339 | 290
2017-05-13 15:30 | 345 | 298
2017-05-13 16:00 | 358 | 314
2017-05-13 16:30 | 351 | 305
2017-05-13 17:00 | 394 | 357
2017-05-13 17:30 | 425 | 393
2017-05-13 18:00 | 436 | 406
2017-05-13 18:30 | 405 | 372
2017-05-13 19:00 | 382 | 345
2017-05-13 19:30 | 372 | 333
2017-05-13 20:00 | 372 | 333
2017-05-13 20:30 | 365 | 325
2017-05-13 21:00 | 366 | 325
2017-05-13 21:30 | 365 | 324
2017-05-13 22:00 | 366 | 325
2017-05-13 22:30 | 327 | 279
2017-05-13 23:00 | 316 | 266
2017-05-13 23:30 | 308 | 256
2017-05-14 | 282 | 222
2017-05-14 00:30 | 277 | 215
2017-05-14 01:00 | 274 | 207
2017-05-14 01:30 | 275 | 200
2017-05-14 02:00 | 272 | 196
2017-05-14 02:30 | 269 | 189
2017-05-14 03:00 | 272 | 194
2017-05-14 03:30 | 267 | 188
2017-05-14 04:00 | 285 | 211
2017-05-14 04:30 | 285 | 212
2017-05-14 05:00 | 284 | 212
2017-05-14 05:30 | 284 | 211
2017-05-14 06:00 | 276 | 207
2017-05-14 06:30 | 284 | 225
2017-05-14 07:00 | 305 | 248
2017-05-14 07:30 | 326 | 274
2017-05-14 08:00 | 322 | 269
2017-05-14 08:30 | 329 | 279
2017-05-14 09:00 | 329 | 283
2017-05-14 09:30 | 319 | 272
2017-05-14 10:00 | 317 | 269
2017-05-14 10:30 | 304 | 255
2017-05-14 11:00 | 293 | 241
2017-05-14 11:30 | 296 | 245
2017-05-14 12:00 | 294 | 243
2017-05-14 12:30 | 294 | 243
2017-05-14 13:00 | 303 | 253
2017-05-14 13:30 | 298 | 249
2017-05-14 14:00 | 304 | 255
2017-05-14 14:30 | 326 | 281
2017-05-14 15:00 | 316 | 269
2017-05-14 15:30 | 307 | 259
2017-05-14 16:00 | 311 | 264
2017-05-14 16:30 | 313 | 266
2017-05-14 17:00 | 319 | 275
2017-05-14 17:30 | 350 | 312
2017-05-14 18:00 | 375 | 342
2017-05-14 18:30 | 332 | 293
2017-05-14 19:00 | 329 | 289
2017-05-14 19:30 | 334 | 294
2017-05-14 20:00 | 346 | 308
2017-05-14 20:30 | 349 | 312
2017-05-14 21:00 | 341 | 303
2017-05-14 21:30 | 324 | 284
2017-05-14 22:00 | 341 | 300
2017-05-14 22:30 | 306 | 259
2017-05-14 23:00 | 299 | 250
2017-05-14 23:30 | 279 | 226
2017-05-15 | 246 | 181
2017-05-15 00:30 | 241 | 174
2017-05-15 01:00 | 239 | 170
2017-05-15 01:30 | 241 | 172
2017-05-15 02:00 | 247 | 181
2017-05-15 02:30 | 245 | 178
2017-05-15 03:00 | 244 | 175
2017-05-15 03:30 | 245 | 176
2017-05-15 04:00 | 261 | 199
2017-05-15 04:30 | 270 | 212
2017-05-15 05:00 | 278 | 220
2017-05-15 05:30 | 282 | 226
2017-05-15 06:00 | 277 | 222
2017-05-15 06:30 | 311 | 264
2017-05-15 07:00 | 387 | 352
2017-05-15 07:30 | 373 | 337
2017-05-15 08:00 | 361 | 325
2017-05-15 08:30 | 348 | 310
2017-05-15 09:00 | 340 | 301
2017-05-15 09:30 | 323 | 280
2017-05-15 10:00 | 313 | 268
2017-05-15 10:30 | 301 | 255
2017-05-15 11:00 | 309 | 264
2017-05-15 11:30 | 311 | 265
2017-05-15 12:00 | 305 | 259
2017-05-15 12:30 | 301 | 254
2017-05-15 13:00 | 305 | 258
2017-05-15 13:30 | 309 | 264
2017-05-15 14:00 | 302 | 256
2017-05-15 14:30 | 324 | 281
2017-05-15 15:00 | 313 | 269
2017-05-15 15:30 | 321 | 278
2017-05-15 16:00 | 322 | 280
2017-05-15 16:30 | 347 | 310
2017-05-15 17:00 | 368 | 335
2017-05-15 17:30 | 406 | 377
2017-05-15 18:00 | 462 | 437
2017-05-15 18:30 | 452 | 427
2017-05-15 19:00 | 413 | 384
2017-05-15 19:30 | 355 | 319
2017-05-15 20:00 | 345 | 308
2017-05-15 20:30 | 373 | 339
2017-05-15 21:00 | 361 | 326
2017-05-15 21:30 | 371 | 336
2017-05-15 22:00 | 354 | 316
2017-05-15 22:30 | 336 | 296
2017-05-15 23:00 | 298 | 252
2017-05-15 23:30 | 277 | 226
2017-05-16 | 257 | 199
2017-05-16 00:30 | 253 | 186
2017-05-16 01:00 | 258 | 192
2017-05-16 01:30 | 274 | 212
2017-05-16 02:00 | 269 | 206
2017-05-16 02:30 | 262 | 197
2017-05-16 03:00 | 260 | 193
2017-05-16 03:30 | 259 | 193
2017-05-16 04:00 | 254 | 184
2017-05-16 04:30 | 274 | 212
2017-05-16 05:00 | 291 | 234
2017-05-16 05:30 | 295 | 240
2017-05-16 06:00 | 282 | 231
2017-05-16 06:30 | 352 | 316
2017-05-16 07:00 | 422 | 395
2017-05-16 07:30 | 429 | 403
2017-05-16 08:00 | 426 | 400
2017-05-16 08:30 | 369 | 337
2017-05-16 09:00 | 356 | 322
2017-05-16 09:30 | 386 | 355
2017-05-16 10:00 | 360 | 325
2017-05-16 10:30 | 337 | 299
2017-05-16 11:00 | 331 | 293
2017-05-16 11:30 | 312 | 271
2017-05-16 12:00 | 310 | 268
2017-05-16 12:30 | 326 | 287
2017-05-16 13:00 | 326 | 288
2017-05-16 13:30 | 320 | 282
2017-05-16 14:00 | 331 | 294
2017-05-16 14:30 | 351 | 317
2017-05-16 15:00 | 347 | 312
2017-05-16 15:30 | 341 | 307
2017-05-16 16:00 | 355 | 322
2017-05-16 16:30 | 361 | 329
2017-05-16 17:00 | 359 | 328
2017-05-16 17:30 | 405 | 379
2017-05-16 18:00 | 443 | 422
2017-05-16 18:30 | 409 | 384
2017-05-16 19:00 | 396 | 372
2017-05-16 19:30 | 381 | 356
2017-05-16 20:00 | 354 | 326
2017-05-16 20:30 | 371 | 344
2017-05-16 21:00 | 364 | 334
2017-05-16 21:30 | 361 | 332
2017-05-16 22:00 | 341 | 309
2017-05-16 22:30 | 324 | 288
2017-05-16 23:00 | 290 | 250
2017-05-16 23:30 | 275 | 231
2017-05-17 | 229 | 171
2017-05-17 00:30 | 229 | 164
2017-05-17 01:00 | 225 | 156
2017-05-17 01:30 | 232 | 167
2017-05-17 02:00 | 230 | 164
2017-05-17 02:30 | 220 | 150
2017-05-17 03:00 | 223 | 154
2017-05-17 03:30 | 235 | 169
2017-05-17 04:00 | 250 | 189
2017-05-17 04:30 | 269 | 215
2017-05-17 05:00 | 263 | 207
2017-05-17 05:30 | 298 | 251
2017-05-17 06:00 | 326 | 284
2017-05-17 06:30 | 377 | 344
2017-05-17 07:00 | 393 | 362
2017-05-17 07:30 | 400 | 372
2017-05-17 08:00 | 401 | 373
2017-05-17 08:30 | 403 | 375
2017-05-17 09:00 | 386 | 355
2017-05-17 09:30 | 373 | 341
2017-05-17 10:00 | 421 | 394
2017-05-17 10:30 | 411 | 384
2017-05-17 11:00 | 345 | 311
2017-05-17 11:30 | 338 | 304
2017-05-17 12:00 | 359 | 327
2017-05-17 12:30 | 401 | 372
2017-05-17 13:00 | 410 | 383
2017-05-17 13:30 | 401 | 373
2017-05-17 14:00 | 436 | 411
2017-05-17 14:30 | 444 | 420
2017-05-17 15:00 | 463 | 441
2017-05-17 15:30 | 459 | 436
2017-05-17 16:00 | 436 | 412
2017-05-17 16:30 | 422 | 397
2017-05-17 17:00 | 424 | 400
2017-05-17 17:30 | 438 | 415
2017-05-17 18:00 | 483 | 463
2017-05-17 18:30 | 460 | 438
2017-05-17 19:00 | 447 | 424
2017-05-17 19:30 | 416 | 389
2017-05-17 20:00 | 400 | 371
2017-05-17 20:30 | 399 | 370
2017-05-17 21:00 | 385 | 355
2017-05-17 21:30 | 380 | 349
2017-05-17 22:00 | 389 | 358
2017-05-17 22:30 | 363 | 330
2017-05-17 23:00 | 331 | 294
2017-05-17 23:30 | 312 | 272
2017-05-18 | 270 | 218
2017-05-18 00:30 | 256 | 200
2017-05-18 01:00 | 263 | 206
2017-05-18 01:30 | 258 | 201
2017-05-18 02:00 | 263 | 206
2017-05-18 02:30 | 262 | 206
2017-05-18 03:00 | 269 | 213
2017-05-18 03:30 | 263 | 206
2017-05-18 04:00 | 272 | 217
2017-05-18 04:30 | 289 | 238
2017-05-18 05:00 | 303 | 256
2017-05-18 05:30 | 311 | 265
2017-05-18 06:00 | 326 | 285
2017-05-18 06:30 | 391 | 360
2017-05-18 07:00 | 393 | 363
2017-05-18 07:30 | 394 | 367
2017-05-18 08:00 | 389 | 364
2017-05-18 08:30 | 378 | 353
2017-05-18 09:00 | 367 | 340
2017-05-18 09:30 | 374 | 348
2017-05-18 10:00 | 398 | 373
2017-05-18 10:30 | 413 | 389
2017-05-18 11:00 | 409 | 385
2017-05-18 11:30 | 394 | 369
2017-05-18 12:00 | 383 | 358
2017-05-18 12:30 | 356 | 327
2017-05-18 13:00 | 354 | 326
2017-05-18 13:30 | 354 | 326
2017-05-18 14:00 | 377 | 350
2017-05-18 14:30 | 392 | 367
2017-05-18 15:00 | 386 | 360
2017-05-18 15:30 | 378 | 351
2017-05-18 16:00 | 370 | 343
2017-05-18 16:30 | 378 | 352
2017-05-18 17:00 | 404 | 380
2017-05-18 17:30 | 449 | 429
2017-05-18 18:00 | 472 | 454
2017-05-18 18:30 | 461 | 442
2017-05-18 19:00 | 444 | 424
2017-05-18 19:30 | 421 | 398
2017-05-18 20:00 | 420 | 396
2017-05-18 20:30 | 400 | 375
2017-05-18 21:00 | 372 | 344
2017-05-18 21:30 | 374 | 346
2017-05-18 22:00 | 384 | 357
2017-05-18 22:30 | 356 | 324
2017-05-18 23:00 | 337 | 304
2017-05-18 23:30 | 332 | 295
2017-05-19 | 285 | 241
2017-05-19 00:30 | 256 | 205
2017-05-19 01:00 | 260 | 205
2017-05-19 01:30 | 265 | 211
2017-05-19 02:00 | 258 | 202
2017-05-19 02:30 | 252 | 194
2017-05-19 03:00 | 245 | 185
2017-05-19 03:30 | 257 | 201
2017-05-19 04:00 | 279 | 229
2017-05-19 04:30 | 266 | 213
2017-05-19 05:00 | 279 | 228
2017-05-19 05:30 | 286 | 238
2017-05-19 06:00 | 295 | 250
2017-05-19 06:30 | 363 | 329
2017-05-19 07:00 | 415 | 386
2017-05-19 07:30 | 405 | 376
2017-05-19 08:00 | 430 | 404
2017-05-19 08:30 | 429 | 403
2017-05-19 09:00 | 417 | 389
2017-05-19 09:30 | 438 | 413
2017-05-19 10:00 | 417 | 389
2017-05-19 10:30 | 402 | 373
2017-05-19 11:00 | 391 | 360
2017-05-19 11:30 | 399 | 369
2017-05-19 12:00 | 419 | 391
2017-05-19 12:30 | 424 | 396
2017-05-19 13:00 | 403 | 373
2017-05-19 13:30 | 394 | 363
2017-05-19 14:00 | 357 | 322
2017-05-19 14:30 | 396 | 366
2017-05-19 15:00 | 396 | 367
2017-05-19 15:30 | 374 | 342
2017-05-19 16:00 | 377 | 344
2017-05-19 16:30 | 373 | 340
2017-05-19 17:00 | 379 | 348
2017-05-19 17:30 | 389 | 359
2017-05-19 18:00 | 389 | 358
2017-05-19 18:30 | 379 | 348
2017-05-19 19:00 | 366 | 333
2017-05-19 19:30 | 344 | 307
2017-05-19 20:00 | 355 | 319
2017-05-19 20:30 | 348 | 312
2017-05-19 21:00 | 360 | 326
2017-05-19 21:30 | 339 | 301
2017-05-19 22:00 | 316 | 274
2017-05-19 22:30 | 285 | 238
2017-05-19 23:00 | 256 | 202
2017-05-19 23:30 | 257 | 203
2017-05-20 | 256 | 200
2017-05-20 00:30 | 241 | 181
2017-05-20 01:00 | 230 | 164
2017-05-20 01:30 | 225 | 156
2017-05-20 02:00 | 209 | 128
2017-05-20 02:30 | 200 | 103
2017-05-20 03:00 | 193 | 90
2017-05-20 03:30 | 199 | 96
2017-05-20 04:00 | 185 | 81
2017-05-20 04:30 | 208 | 116
2017-05-20 05:00 | 216 | 129
2017-05-20 05:30 | 216 | 132
2017-05-20 06:00 | 219 | 135
2017-05-20 06:30 | 241 | 171
2017-05-20 07:00 | 257 | 196
2017-05-20 07:30 | 274 | 226
2017-05-20 08:00 | 288 | 244
2017-05-20 08:30 | 288 | 245
2017-05-20 09:00 | 292 | 250
2017-05-20 09:30 | 300 | 261
2017-05-20 10:00 | 297 | 257
2017-05-20 10:30 | 273 | 228
2017-05-20 11:00 | 264 | 217
2017-05-20 11:30 | 240 | 189
2017-05-20 12:00 | 237 | 184
2017-05-20 12:30 | 249 | 200
2017-05-20 13:00 | 262 | 216
2017-05-20 13:30 | 267 | 220
2017-05-20 14:00 | 264 | 218
2017-05-20 14:30 | 262 | 215
2017-05-20 15:00 | 264 | 218
2017-05-20 15:30 | 273 | 228
2017-05-20 16:00 | 265 | 218
2017-05-20 16:30 | 301 | 262
2017-05-20 17:00 | 330 | 295
2017-05-20 17:30 | 355 | 323
2017-05-20 18:00 | 362 | 332
2017-05-20 18:30 | 336 | 303
2017-05-20 19:00 | 330 | 294
2017-05-20 19:30 | 284 | 241
2017-05-20 20:00 | 292 | 251
2017-05-20 20:30 | 298 | 258
2017-05-20 21:00 | 282 | 238
2017-05-20 21:30 | 282 | 237
2017-05-20 22:00 | 277 | 230
2017-05-20 22:30 | 238 | 183
2017-05-20 23:00 | 207 | 140
2017-05-20 23:30 | 222 | 162
2017-05-21 | 207 | 139
2017-05-21 00:30 | 198 | 118
2017-05-21 01:00 | 203 | 122
2017-05-21 01:30 | 199 | 113
2017-05-21 02:00 | 208 | 128
2017-05-21 02:30 | 211 | 132
2017-05-21 03:00 | 216 | 146
2017-05-21 03:30 | 207 | 138
2017-05-21 04:00 | 212 | 145
2017-05-21 04:30 | 240 | 183
2017-05-21 05:00 | 270 | 221
2017-05-21 05:30 | 289 | 243
2017-05-21 06:00 | 309 | 266
2017-05-21 06:30 | 333 | 295
2017-05-21 07:00 | 326 | 287
2017-05-21 07:30 | 325 | 285
2017-05-21 08:00 | 350 | 314
2017-05-21 08:30 | 363 | 330
2017-05-21 09:00 | 355 | 320
2017-05-21 09:30 | 374 | 342
2017-05-21 10:00 | 379 | 348
2017-05-21 10:30 | 365 | 332
2017-05-21 11:00 | 348 | 313
2017-05-21 11:30 | 313 | 274
2017-05-21 12:00 | 262 | 214
2017-05-21 12:30 | 259 | 211
2017-05-21 13:00 | 255 | 206
2017-05-21 13:30 | 276 | 230
2017-05-21 14:00 | 286 | 242
2017-05-21 14:30 | 318 | 279
2017-05-21 15:00 | 319 | 281
2017-05-21 15:30 | 317 | 278
2017-05-21 16:00 | 324 | 286
2017-05-21 16:30 | 385 | 356
2017-05-21 17:00 | 407 | 382
2017-05-21 17:30 | 422 | 399
2017-05-21 18:00 | 446 | 425
2017-05-21 18:30 | 442 | 421
2017-05-21 19:00 | 420 | 397
2017-05-21 19:30 | 383 | 355
2017-05-21 20:00 | 360 | 331
2017-05-21 20:30 | 358 | 328
2017-05-21 21:00 | 347 | 315
2017-05-21 21:30 | 336 | 302
2017-05-21 22:00 | 349 | 318
2017-05-21 22:30 | 343 | 311
2017-05-21 23:00 | 344 | 311
2017-05-21 23:30 | 327 | 290
2017-05-22 | 300 | 259
2017-05-22 00:30 | 281 | 237
2017-05-22 01:00 | 261 | 211
2017-05-22 01:30 | 271 | 221
2017-05-22 02:00 | 290 | 243
2017-05-22 02:30 | 284 | 237
2017-05-22 03:00 | 286 | 239
2017-05-22 03:30 | 285 | 238
2017-05-22 04:00 | 271 | 221
2017-05-22 04:30 | 264 | 214
2017-05-22 05:00 | 270 | 220
2017-05-22 05:30 | 282 | 235
2017-05-22 06:00 | 318 | 279
2017-05-22 06:30 | 386 | 357
2017-05-22 07:00 | 440 | 415
2017-05-22 07:30 | 469 | 447
2017-05-22 08:00 | 465 | 444
2017-05-22 08:30 | 443 | 421
2017-05-22 09:00 | 402 | 375
2017-05-22 09:30 | 394 | 366
2017-05-22 10:00 | 364 | 333
2017-05-22 10:30 | 334 | 300
2017-05-22 11:00 | 332 | 298
2017-05-22 11:30 | 334 | 300
2017-05-22 12:00 | 350 | 318
2017-05-22 12:30 | 355 | 323
2017-05-22 13:00 | 352 | 320
2017-05-22 13:30 | 350 | 318
2017-05-22 14:00 | 354 | 322
2017-05-22 14:30 | 383 | 355
2017-05-22 15:00 | 388 | 361
2017-05-22 15:30 | 378 | 349
2017-05-22 16:00 | 395 | 367
2017-05-22 16:30 | 410 | 385
2017-05-22 17:00 | 418 | 393
2017-05-22 17:30 | 464 | 444
2017-05-22 18:00 | 471 | 451
2017-05-22 18:30 | 436 | 414
2017-05-22 19:00 | 428 | 404
2017-05-22 19:30 | 401 | 374
2017-05-22 20:00 | 396 | 368
2017-05-22 20:30 | 404 | 377
2017-05-22 21:00 | 398 | 370
2017-05-22 21:30 | 388 | 358
2017-05-22 22:00 | 381 | 350
2017-05-22 22:30 | 373 | 340
2017-05-22 23:00 | 355 | 316
2017-05-22 23:30 | 331 | 287
2017-05-23 | 311 | 264
2017-05-23 00:30 | 323 | 279
2017-05-23 01:00 | 308 | 259
2017-05-23 01:30 | 312 | 265
2017-05-23 02:00 | 305 | 255
2017-05-23 02:30 | 287 | 232
2017-05-23 03:00 | 299 | 247
2017-05-23 03:30 | 307 | 257
2017-05-23 04:00 | 315 | 268
2017-05-23 04:30 | 315 | 267
2017-05-23 05:00 | 320 | 274
2017-05-23 05:30 | 324 | 280
2017-05-23 06:00 | 341 | 301
2017-05-23 06:30 | 414 | 382
2017-05-23 07:00 | 490 | 453
2017-05-23 07:30 | 466 | 428
2017-05-23 08:00 | 454 | 414
2017-05-23 08:30 | 416 | 376
2017-05-23 09:00 | 355 | 323
2017-05-23 09:30 | 372 | 340
2017-05-23 10:00 | 386 | 356
2017-05-23 10:30 | 370 | 339
2017-05-23 11:00 | 359 | 327
2017-05-23 11:30 | 366 | 335
2017-05-23 12:00 | 359 | 327
2017-05-23 12:30 | 359 | 327
2017-05-23 13:00 | 349 | 316
2017-05-23 13:30 | 362 | 331
2017-05-23 14:00 | 373 | 344
2017-05-23 14:30 | 395 | 367
2017-05-23 15:00 | 435 | 413
2017-05-23 15:30 | 414 | 392
2017-05-23 16:00 | 386 | 362
2017-05-23 16:30 | 404 | 381
2017-05-23 17:00 | 418 | 396
2017-05-23 17:30 | 452 | 434
2017-05-23 18:00 | 468 | 451
2017-05-23 18:30 | 442 | 423
2017-05-23 19:00 | 431 | 412
2017-05-23 19:30 | 411 | 390
2017-05-23 20:00 | 428 | 407
2017-05-23 20:30 | 429 | 408
2017-05-23 21:00 | 446 | 423
2017-05-23 21:30 | 436 | 411
2017-05-23 22:00 | 428 | 402
2017-05-23 22:30 | 377 | 342
2017-05-23 23:00 | 357 | 319
2017-05-23 23:30 | 347 | 306
2017-05-24 | 338 | 296
2017-05-24 00:30 | 308 | 258
2017-05-24 01:00 | 302 | 247
2017-05-24 01:30 | 307 | 253
2017-05-24 02:00 | 308 | 254
2017-05-24 02:30 | 308 | 254
2017-05-24 03:00 | 312 | 259
2017-05-24 03:30 | 320 | 268
2017-05-24 04:00 | 325 | 274
2017-05-24 04:30 | 333 | 284
2017-05-24 05:00 | 342 | 295
2017-05-24 05:30 | 335 | 291
2017-05-24 06:00 | 339 | 303
2017-05-24 06:30 | 358 | 327
2017-05-24 07:00 | 405 | 379
2017-05-24 07:30 | 412 | 388
2017-05-24 08:00 | 447 | 426
2017-05-24 08:30 | 429 | 407
2017-05-24 09:00 | 382 | 356
2017-05-24 09:30 | 372 | 344
2017-05-24 10:00 | 369 | 341
2017-05-24 10:30 | 365 | 337
2017-05-24 11:00 | 370 | 343
2017-05-24 11:30 | 379 | 353
2017-05-24 12:00 | 364 | 336
2017-05-24 12:30 | 345 | 315
2017-05-24 13:00 | 348 | 317
2017-05-24 13:30 | 347 | 317
2017-05-24 14:00 | 371 | 344
2017-05-24 14:30 | 389 | 364
2017-05-24 15:00 | 379 | 353
2017-05-24 15:30 | 368 | 341
2017-05-24 16:00 | 361 | 334
2017-05-24 16:30 | 359 | 331
2017-05-24 17:00 | 357 | 329
2017-05-24 17:30 | 383 | 359
2017-05-24 18:00 | 413 | 392
2017-05-24 18:30 | 387 | 363
2017-05-24 19:00 | 385 | 360
2017-05-24 19:30 | 359 | 331
2017-05-24 20:00 | 367 | 340
2017-05-24 20:30 | 359 | 331
2017-05-24 21:00 | 377 | 351
2017-05-24 21:30 | 368 | 341
2017-05-24 22:00 | 359 | 331
2017-05-24 22:30 | 393 | 364
2017-05-24 23:00 | 420 | 394
2017-05-24 23:30 | 366 | 333
2017-05-25 | 297 | 253
2017-05-25 00:30 | 269 | 219
2017-05-25 01:00 | 255 | 198
2017-05-25 01:30 | 266 | 208
2017-05-25 02:00 | 264 | 207
2017-05-25 02:30 | 253 | 192
2017-05-25 03:00 | 251 | 190
2017-05-25 03:30 | 271 | 215
2017-05-25 04:00 | 280 | 226
2017-05-25 04:30 | 268 | 210
2017-05-25 05:00 | 277 | 222
2017-05-25 05:30 | 285 | 233
2017-05-25 06:00 | 290 | 240
2017-05-25 06:30 | 356 | 318
2017-05-25 07:00 | 406 | 376
2017-05-25 07:30 | 387 | 355
2017-05-25 08:00 | 399 | 368
2017-05-25 08:30 | 371 | 337
2017-05-25 09:00 | 360 | 324
2017-05-25 09:30 | 356 | 319
2017-05-25 10:00 | 338 | 298
2017-05-25 10:30 | 314 | 270
2017-05-25 11:00 | 302 | 256
2017-05-25 11:30 | 312 | 269
2017-05-25 12:00 | 313 | 270
2017-05-25 12:30 | 314 | 270
2017-05-25 13:00 | 309 | 264
2017-05-25 13:30 | 332 | 290
2017-05-25 14:00 | 348 | 308
2017-05-25 14:30 | 376 | 340
2017-05-25 15:00 | 370 | 334
2017-05-25 15:30 | 361 | 323
2017-05-25 16:00 | 363 | 325
2017-05-25 16:30 | 350 | 311
2017-05-25 17:00 | 351 | 313
2017-05-25 17:30 | 384 | 350
2017-05-25 18:00 | 412 | 383
2017-05-25 18:30 | 412 | 383
2017-05-25 19:00 | 399 | 368
2017-05-25 19:30 | 383 | 351
2017-05-25 20:00 | 374 | 340
2017-05-25 20:30 | 374 | 339
2017-05-25 21:00 | 369 | 333
2017-05-25 21:30 | 371 | 336
2017-05-25 22:00 | 371 | 335
2017-05-25 22:30 | 358 | 319
2017-05-25 23:00 | 325 | 280
2017-05-25 23:30 | 321 | 271
2017-05-26 | 292 | 233
2017-05-26 00:30 | 279 | 218
2017-05-26 01:00 | 283 | 223
2017-05-26 01:30 | 293 | 235
2017-05-26 02:00 | 280 | 218
2017-05-26 02:30 | 265 | 199
2017-05-26 03:00 | 263 | 195
2017-05-26 03:30 | 274 | 209
2017-05-26 04:00 | 294 | 236
2017-05-26 04:30 | 291 | 230
2017-05-26 05:00 | 291 | 231
2017-05-26 05:30 | 303 | 247
2017-05-26 06:00 | 318 | 267
2017-05-26 06:30 | 381 | 343
2017-05-26 07:00 | 440 | 409
2017-05-26 07:30 | 445 | 415
2017-05-26 08:00 | 446 | 415
2017-05-26 08:30 | 416 | 382
2017-05-26 09:00 | 371 | 331
2017-05-26 09:30 | 363 | 321
2017-05-26 10:00 | 355 | 312
2017-05-26 10:30 | 329 | 282
2017-05-26 11:00 | 311 | 261
2017-05-26 11:30 | 310 | 261
2017-05-26 12:00 | 304 | 253
2017-05-26 12:30 | 303 | 252
2017-05-26 13:00 | 296 | 242
2017-05-26 13:30 | 305 | 253
2017-05-26 14:00 | 320 | 272
2017-05-26 14:30 | 334 | 287
2017-05-26 15:00 | 341 | 296
2017-05-26 15:30 | 345 | 302
2017-05-26 16:00 | 342 | 298
2017-05-26 16:30 | 341 | 297
2017-05-26 17:00 | 358 | 317
2017-05-26 17:30 | 397 | 363
2017-05-26 18:00 | 429 | 398
2017-05-26 18:30 | 408 | 375
2017-05-26 19:00 | 398 | 364
2017-05-26 19:30 | 357 | 316
2017-05-26 20:00 | 341 | 298
2017-05-26 20:30 | 334 | 290
2017-05-26 21:00 | 337 | 293
2017-05-26 21:30 | 343 | 300
2017-05-26 22:00 | 347 | 304
2017-05-26 22:30 | 333 | 289
2017-05-26 23:00 | 312 | 264
2017-05-26 23:30 | 308 | 259
2017-05-27 | 277 | 219
2017-05-27 00:30 | 282 | 226
2017-05-27 01:00 | 273 | 213
2017-05-27 01:30 | 273 | 213
2017-05-27 02:00 | 260 | 194
2017-05-27 02:30 | 256 | 184
2017-05-27 03:00 | 256 | 185
2017-05-27 03:30 | 251 | 178
2017-05-27 04:00 | 272 | 207
2017-05-27 04:30 | 297 | 238
2017-05-27 05:00 | 303 | 246
2017-05-27 05:30 | 308 | 253
2017-05-27 06:00 | 306 | 251
2017-05-27 06:30 | 311 | 259
2017-05-27 07:00 | 331 | 284
2017-05-27 07:30 | 337 | 292
2017-05-27 08:00 | 340 | 296
2017-05-27 08:30 | 346 | 302
2017-05-27 09:00 | 347 | 303
2017-05-27 09:30 | 349 | 306
2017-05-27 10:00 | 320 | 273
2017-05-27 10:30 | 292 | 239
2017-05-27 11:00 | 278 | 221
2017-05-27 11:30 | 287 | 233
2017-05-27 12:00 | 281 | 226
2017-05-27 12:30 | 270 | 213
2017-05-27 13:00 | 267 | 209
2017-05-27 13:30 | 259 | 198
2017-05-27 14:00 | 281 | 225
2017-05-27 14:30 | 300 | 249
2017-05-27 15:00 | 312 | 264
2017-05-27 15:30 | 318 | 271
2017-05-27 16:00 | 325 | 280
2017-05-27 16:30 | 341 | 298
2017-05-27 17:00 | 354 | 313
2017-05-27 17:30 | 343 | 302
2017-05-27 18:00 | 355 | 315
2017-05-27 18:30 | 359 | 319
2017-05-27 19:00 | 331 | 286
2017-05-27 19:30 | 349 | 306
2017-05-27 20:00 | 332 | 286
2017-05-27 20:30 | 337 | 293
2017-05-27 21:00 | 349 | 308
2017-05-27 21:30 | 350 | 309
2017-05-27 22:00 | 337 | 291
2017-05-27 22:30 | 362 | 321
2017-05-27 23:00 | 357 | 315
2017-05-27 23:30 | 353 | 310
2017-05-28 | 331 | 284
2017-05-28 00:30 | 301 | 247
2017-05-28 01:00 | 296 | 241
2017-05-28 01:30 | 289 | 233
2017-05-28 02:00 | 301 | 247
2017-05-28 02:30 | 309 | 258
2017-05-28 03:00 | 318 | 266
2017-05-28 03:30 | 321 | 271
2017-05-28 04:00 | 334 | 286
2017-05-28 04:30 | 333 | 285
2017-05-28 05:00 | 335 | 286
2017-05-28 05:30 | 342 | 295
2017-05-28 06:00 | 343 | 297
2017-05-28 06:30 | 338 | 289
2017-05-28 07:00 | 325 | 274
2017-05-28 07:30 | 330 | 280
2017-05-28 08:00 | 325 | 274
2017-05-28 08:30 | 343 | 295
2017-05-28 09:00 | 349 | 303
2017-05-28 09:30 | 332 | 283
2017-05-28 10:00 | 312 | 259
2017-05-28 10:30 | 279 | 218
2017-05-28 11:00 | 283 | 224
2017-05-28 11:30 | 269 | 206
2017-05-28 12:00 | 274 | 212
2017-05-28 12:30 | 268 | 205
2017-05-28 13:00 | 261 | 197
2017-05-28 13:30 | 264 | 202
2017-05-28 14:00 | 272 | 211
2017-05-28 14:30 | 309 | 257
2017-05-28 15:00 | 332 | 285
2017-05-28 15:30 | 339 | 294
2017-05-28 16:00 | 328 | 280
2017-05-28 16:30 | 326 | 278
2017-05-28 17:00 | 331 | 285
2017-05-28 17:30 | 333 | 289
2017-05-28 18:00 | 343 | 301
2017-05-28 18:30 | 317 | 270
2017-05-28 19:00 | 296 | 244
2017-05-28 19:30 | 300 | 248
2017-05-28 20:00 | 308 | 259
2017-05-28 20:30 | 314 | 264
2017-05-28 21:00 | 317 | 267
2017-05-28 21:30 | 329 | 282
2017-05-28 22:00 | 331 | 283
2017-05-28 22:30 | 357 | 314
2017-05-28 23:00 | 357 | 315
2017-05-28 23:30 | 350 | 306
2017-05-29 | 318 | 267
2017-05-29 00:30 | 307 | 253
2017-05-29 01:00 | 309 | 256
2017-05-29 01:30 | 304 | 249
2017-05-29 02:00 | 296 | 238
2017-05-29 02:30 | 304 | 249
2017-05-29 03:00 | 300 | 244
2017-05-29 03:30 | 310 | 257
2017-05-29 04:00 | 330 | 281
2017-05-29 04:30 | 332 | 282
2017-05-29 05:00 | 343 | 295
2017-05-29 05:30 | 343 | 296
2017-05-29 06:00 | 341 | 295
2017-05-29 06:30 | 398 | 361
2017-05-29 07:00 | 423 | 391
2017-05-29 07:30 | 432 | 402
2017-05-29 08:00 | 444 | 417
2017-05-29 08:30 | 440 | 413
2017-05-29 09:00 | 416 | 387
2017-05-29 09:30 | 411 | 380
2017-05-29 10:00 | 386 | 352
2017-05-29 10:30 | 358 | 321
2017-05-29 11:00 | 355 | 318
2017-05-29 11:30 | 349 | 312
2017-05-29 12:00 | 351 | 314
2017-05-29 12:30 | 353 | 316
2017-05-29 13:00 | 354 | 317
2017-05-29 13:30 | 381 | 348
2017-05-29 14:00 | 375 | 341
2017-05-29 14:30 | 401 | 370
2017-05-29 15:00 | 399 | 368
2017-05-29 15:30 | 397 | 367
2017-05-29 16:00 | 417 | 389
2017-05-29 16:30 | 420 | 392
2017-05-29 17:00 | 445 | 419
2017-05-29 17:30 | 479 | 458
2017-05-29 18:00 | 465 | 444
2017-05-29 18:30 | 457 | 433
2017-05-29 19:00 | 421 | 394
2017-05-29 19:30 | 405 | 375
2017-05-29 20:00 | 411 | 381
2017-05-29 20:30 | 410 | 381
2017-05-29 21:00 | 414 | 385
2017-05-29 21:30 | 413 | 384
2017-05-29 22:00 | 389 | 357
2017-05-29 22:30 | 387 | 354
2017-05-29 23:00 | 390 | 356
2017-05-29 23:30 | 364 | 326
2017-05-30 | 322 | 278
2017-05-30 00:30 | 331 | 287
2017-05-30 01:00 | 324 | 278
2017-05-30 01:30 | 311 | 263
2017-05-30 02:00 | 299 | 248
2017-05-30 02:30 | 302 | 253
2017-05-30 03:00 | 304 | 255
2017-05-30 03:30 | 305 | 255
2017-05-30 04:00 | 339 | 295
2017-05-30 04:30 | 334 | 290
2017-05-30 05:00 | 352 | 311
2017-05-30 05:30 | 389 | 353
2017-05-30 06:00 | 401 | 368
2017-05-30 06:30 | 433 | 404
2017-05-30 07:00 | 485 | 463
2017-05-30 07:30 | 504 | 487
2017-05-30 08:00 | 508 | 493
2017-05-30 08:30 | 488 | 472
2017-05-30 09:00 | 441 | 422
2017-05-30 09:30 | 454 | 435
2017-05-30 10:00 | 438 | 419
2017-05-30 10:30 | 402 | 380
2017-05-30 11:00 | 392 | 369
2017-05-30 11:30 | 386 | 362
2017-05-30 12:00 | 365 | 339
2017-05-30 12:30 | 362 | 336
2017-05-30 13:00 | 354 | 326
2017-05-30 13:30 | 334 | 305
2017-05-30 14:00 | 343 | 314
2017-05-30 14:30 | 363 | 336
2017-05-30 15:00 | 376 | 350
2017-05-30 15:30 | 378 | 353
2017-05-30 16:00 | 394 | 370
2017-05-30 16:30 | 385 | 360
2017-05-30 17:00 | 439 | 419
2017-05-30 17:30 | 453 | 434
2017-05-30 18:00 | 469 | 452
2017-05-30 18:30 | 447 | 428
2017-05-30 19:00 | 419 | 398
2017-05-30 19:30 | 401 | 378
2017-05-30 20:00 | 397 | 373
2017-05-30 20:30 | 434 | 412
2017-05-30 21:00 | 403 | 379
2017-05-30 21:30 | 391 | 366
2017-05-30 22:00 | 360 | 329
2017-05-30 22:30 | 336 | 302
2017-05-30 23:00 | 320 | 284
2017-05-30 23:30 | 287 | 246
2017-05-31 | 275 | 230
2017-05-31 00:30 | 261 | 213
2017-05-31 01:00 | 266 | 214
2017-05-31 01:30 | 268 | 217
2017-05-31 02:00 | 265 | 213
2017-05-31 02:30 | 277 | 229
2017-05-31 03:00 | 271 | 221
2017-05-31 03:30 | 284 | 236
2017-05-31 04:00 | 294 | 248
2017-05-31 04:30 | 306 | 262
2017-05-31 05:00 | 312 | 271
2017-05-31 05:30 | 346 | 310
2017-05-31 06:00 | 347 | 311
2017-05-31 06:30 | 405 | 377
2017-05-31 07:00 | 442 | 420
2017-05-31 07:30 | 437 | 417
2017-05-31 08:00 | 422 | 400
2017-05-31 08:30 | 383 | 356
2017-05-31 09:00 | 348 | 318
2017-05-31 09:30 | 338 | 306
2017-05-31 10:00 | 318 | 284
2017-05-31 10:30 | 291 | 252
2017-05-31 11:00 | 299 | 263
2017-05-31 11:30 | 299 | 261
2017-05-31 12:00 | 288 | 248
2017-05-31 12:30 | 274 | 232
2017-05-31 13:00 | 271 | 226
2017-05-31 13:30 | 287 | 244
2017-05-31 14:00 | 299 | 258
2017-05-31 14:30 | 344 | 309
2017-05-31 15:00 | 377 | 347
2017-05-31 15:30 | 368 | 337
2017-05-31 16:00 | 385 | 356
2017-05-31 16:30 | 408 | 382
2017-05-31 17:00 | 444 | 421
2017-05-31 17:30 | 507 | 490
2017-05-31 18:00 | 518 | 503
2017-05-31 18:30 | 500 | 484
2017-05-31 19:00 | 478 | 459
2017-05-31 19:30 | 479 | 460
2017-05-31 20:00 | 482 | 464
2017-05-31 20:30 | 515 | 499
2017-05-31 21:00 | 490 | 472
2017-05-31 21:30 | 482 | 461
2017-05-31 22:00 | 465 | 441
2017-05-31 22:30 | 446 | 422
2017-05-31 23:00 | 415 | 387
2017-05-31 23:30 | 389 | 357
2017-06-01 | 379 | 347
2017-06-01 00:30 | 352 | 316
2017-06-01 01:00 | 335 | 296
2017-06-01 01:30 | 333 | 292
2017-06-01 02:00 | 324 | 282
2017-06-01 02:30 | 328 | 287
2017-06-01 03:00 | 328 | 287
2017-06-01 03:30 | 314 | 272
2017-06-01 04:00 | 309 | 265
2017-06-01 04:30 | 321 | 277
2017-06-01 05:00 | 344 | 304
2017-06-01 05:30 | 358 | 323
2017-06-01 06:00 | 372 | 340
2017-06-01 06:30 | 408 | 381
2017-06-01 07:00 | 470 | 451
2017-06-01 07:30 | 497 | 480
2017-06-01 08:00 | 508 | 492
2017-06-01 08:30 | 485 | 467
2017-06-01 09:00 | 422 | 398
2017-06-01 09:30 | 412 | 387
2017-06-01 10:00 | 375 | 346
2017-06-01 10:30 | 353 | 322
2017-06-01 11:00 | 348 | 317
2017-06-01 11:30 | 349 | 318
2017-06-01 12:00 | 332 | 299
2017-06-01 12:30 | 321 | 286
2017-06-01 13:00 | 331 | 297
2017-06-01 13:30 | 331 | 298
2017-06-01 14:00 | 339 | 307
2017-06-01 14:30 | 361 | 331
2017-06-01 15:00 | 382 | 354
2017-06-01 15:30 | 396 | 369
2017-06-01 16:00 | 412 | 386
2017-06-01 16:30 | 441 | 418
2017-06-01 17:00 | 488 | 470
2017-06-01 17:30 | 491 | 473
2017-06-01 18:00 | 512 | 497
2017-06-01 18:30 | 499 | 483
2017-06-01 19:00 | 471 | 453
2017-06-01 19:30 | 465 | 446
2017-06-01 20:00 | 472 | 453
2017-06-01 20:30 | 487 | 469
2017-06-01 21:00 | 490 | 471
2017-06-01 21:30 | 460 | 440
2017-06-01 22:00 | 434 | 411
2017-06-01 22:30 | 425 | 401
2017-06-01 23:00 | 405 | 379
2017-06-01 23:30 | 394 | 367
2017-06-02 | 370 | 338
2017-06-02 00:30 | 349 | 310
2017-06-02 01:00 | 342 | 302
2017-06-02 01:30 | 334 | 291
2017-06-02 02:00 | 316 | 270
2017-06-02 02:30 | 319 | 271
2017-06-02 03:00 | 309 | 258
2017-06-02 03:30 | 329 | 282
2017-06-02 04:00 | 348 | 305
2017-06-02 04:30 | 353 | 311
2017-06-02 05:00 | 348 | 306
2017-06-02 05:30 | 380 | 343
2017-06-02 06:00 | 389 | 354
2017-06-02 06:30 | 394 | 363
2017-06-02 07:00 | 432 | 410
2017-06-02 07:30 | 466 | 447
2017-06-02 08:00 | 501 | 484
2017-06-02 08:30 | 478 | 459
2017-06-02 09:00 | 454 | 433
2017-06-02 09:30 | 447 | 426
2017-06-02 10:00 | 431 | 408
2017-06-02 10:30 | 412 | 387
2017-06-02 11:00 | 387 | 360
2017-06-02 11:30 | 378 | 351
2017-06-02 12:00 | 370 | 342
2017-06-02 12:30 | 369 | 340
2017-06-02 13:00 | 370 | 342
2017-06-02 13:30 | 369 | 340
2017-06-02 14:00 | 386 | 358
2017-06-02 14:30 | 408 | 383
2017-06-02 15:00 | 409 | 383
2017-06-02 15:30 | 400 | 374
2017-06-02 16:00 | 425 | 401
2017-06-02 16:30 | 476 | 457
2017-06-02 17:00 | 519 | 502
2017-06-02 17:30 | 518 | 502
2017-06-02 18:00 | 496 | 479
2017-06-02 18:30 | 477 | 458
2017-06-02 19:00 | 472 | 453
2017-06-02 19:30 | 471 | 451
2017-06-02 20:00 | 477 | 458
2017-06-02 20:30 | 497 | 479
2017-06-02 21:00 | 476 | 456
2017-06-02 21:30 | 466 | 445
2017-06-02 22:00 | 454 | 432
2017-06-02 22:30 | 481 | 461
2017-06-02 23:00 | 456 | 435
2017-06-02 23:30 | 427 | 403
2017-06-03 | 385 | 355
2017-06-03 00:30 | 360 | 326
2017-06-03 01:00 | 346 | 307
2017-06-03 01:30 | 339 | 298
2017-06-03 02:00 | 322 | 277
2017-06-03 02:30 | 303 | 254
2017-06-03 03:00 | 305 | 256
2017-06-03 03:30 | 303 | 254
2017-06-03 04:00 | 319 | 274
2017-06-03 04:30 | 330 | 287
2017-06-03 05:00 | 334 | 292
2017-06-03 05:30 | 357 | 319
2017-06-03 06:00 | 373 | 339
2017-06-03 06:30 | 387 | 355
2017-06-03 07:00 | 376 | 344
2017-06-03 07:30 | 368 | 334
2017-06-03 08:00 | 373 | 340
2017-06-03 08:30 | 389 | 359
2017-06-03 09:00 | 365 | 331
2017-06-03 09:30 | 379 | 347
2017-06-03 10:00 | 348 | 312
2017-06-03 10:30 | 309 | 267
2017-06-03 11:00 | 296 | 251
2017-06-03 11:30 | 292 | 246
2017-06-03 12:00 | 286 | 240
2017-06-03 12:30 | 279 | 231
2017-06-03 13:00 | 273 | 224
2017-06-03 13:30 | 278 | 230
2017-06-03 14:00 | 276 | 228
2017-06-03 14:30 | 295 | 250
2017-06-03 15:00 | 322 | 283
2017-06-03 15:30 | 343 | 306
2017-06-03 16:00 | 352 | 317
2017-06-03 16:30 | 356 | 321
2017-06-03 17:00 | 397 | 369
2017-06-03 17:30 | 433 | 409
2017-06-03 18:00 | 446 | 424
2017-06-03 18:30 | 444 | 422
2017-06-03 19:00 | 422 | 397
2017-06-03 19:30 | 389 | 361
2017-06-03 20:00 | 383 | 354
2017-06-03 20:30 | 401 | 374
2017-06-03 21:00 | 378 | 349
2017-06-03 21:30 | 375 | 345
2017-06-03 22:00 | 380 | 351
2017-06-03 22:30 | 423 | 398
2017-06-03 23:00 | 417 | 391
2017-06-03 23:30 | 399 | 371
2017-06-04 | 355 | 321
2017-06-04 00:30 | 308 | 267
2017-06-04 01:00 | 301 | 257
2017-06-04 01:30 | 304 | 259
2017-06-04 02:00 | 287 | 239
2017-06-04 02:30 | 288 | 241
2017-06-04 03:00 | 279 | 229
2017-06-04 03:30 | 282 | 233
2017-06-04 04:00 | 286 | 239
2017-06-04 04:30 | 282 | 233
2017-06-04 05:00 | 307 | 264
2017-06-04 05:30 | 301 | 257
2017-06-04 06:00 | 316 | 275
2017-06-04 06:30 | 332 | 292
2017-06-04 07:00 | 344 | 306
2017-06-04 07:30 | 345 | 307
2017-06-04 08:00 | 346 | 308
2017-06-04 08:30 | 350 | 312
2017-06-04 09:00 | 335 | 295
2017-06-04 09:30 | 330 | 290
2017-06-04 10:00 | 328 | 287
2017-06-04 10:30 | 312 | 269
2017-06-04 11:00 | 285 | 235
2017-06-04 11:30 | 271 | 220
2017-06-04 12:00 | 274 | 224
2017-06-04 12:30 | 285 | 237
2017-06-04 13:00 | 282 | 234
2017-06-04 13:30 | 285 | 237
2017-06-04 14:00 | 307 | 263
2017-06-04 14:30 | 318 | 276
2017-06-04 15:00 | 321 | 279
2017-06-04 15:30 | 325 | 284
2017-06-04 16:00 | 342 | 304
2017-06-04 16:30 | 343 | 306
2017-06-04 17:00 | 342 | 308
2017-06-04 17:30 | 381 | 354
2017-06-04 18:00 | 402 | 381
2017-06-04 18:30 | 383 | 362
2017-06-04 19:00 | 378 | 358
2017-06-04 19:30 | 358 | 335
2017-06-04 20:00 | 366 | 344
2017-06-04 20:30 | 387 | 365
2017-06-04 21:00 | 362 | 338
2017-06-04 21:30 | 370 | 346
2017-06-04 22:00 | 347 | 322
2017-06-04 22:30 | 361 | 337
2017-06-04 23:00 | 347 | 322
2017-06-04 23:30 | 315 | 283
2017-06-05 | 283 | 242
2017-06-05 00:30 | 255 | 205
2017-06-05 01:00 | 253 | 197
2017-06-05 01:30 | 252 | 194
2017-06-05 02:00 | 272 | 218
2017-06-05 02:30 | 263 | 206
2017-06-05 03:00 | 269 | 212
2017-06-05 03:30 | 276 | 222
2017-06-05 04:00 | 286 | 233
2017-06-05 04:30 | 299 | 250
2017-06-05 05:00 | 305 | 257
2017-06-05 05:30 | 329 | 286
2017-06-05 06:00 | 344 | 306
2017-06-05 06:30 | 380 | 350
2017-06-05 07:00 | 436 | 411
2017-06-05 07:30 | 459 | 436
2017-06-05 08:00 | 479 | 459
2017-06-05 08:30 | 466 | 445
2017-06-05 09:00 | 432 | 408
2017-06-05 09:30 | 384 | 356
2017-06-05 10:00 | 350 | 318
2017-06-05 10:30 | 325 | 290
2017-06-05 11:00 | 308 | 270
2017-06-05 11:30 | 301 | 262
2017-06-05 12:00 | 294 | 255
2017-06-05 12:30 | 296 | 256
2017-06-05 13:00 | 305 | 267
2017-06-05 13:30 | 305 | 268
2017-06-05 14:00 | 308 | 271
2017-06-05 14:30 | 315 | 279
2017-06-05 15:00 | 326 | 291
2017-06-05 15:30 | 312 | 277
2017-06-05 16:00 | 326 | 292
2017-06-05 16:30 | 360 | 331
2017-06-05 17:00 | 398 | 373
2017-06-05 17:30 | 443 | 422
2017-06-05 18:00 | 454 | 434
2017-06-05 18:30 | 434 | 412
2017-06-05 19:00 | 417 | 395
2017-06-05 19:30 | 404 | 380
2017-06-05 20:00 | 412 | 388
2017-06-05 20:30 | 409 | 384
2017-06-05 21:00 | 398 | 372
2017-06-05 21:30 | 376 | 347
2017-06-05 22:00 | 359 | 327
2017-06-05 22:30 | 347 | 314
2017-06-05 23:00 | 324 | 286
2017-06-05 23:30 | 297 | 254
2017-06-06 | 292 | 247
2017-06-06 00:30 | 288 | 241
2017-06-06 01:00 | 266 | 215
2017-06-06 01:30 | 271 | 219
2017-06-06 02:00 | 268 | 216
2017-06-06 02:30 | 273 | 220
2017-06-06 03:00 | 273 | 219
2017-06-06 03:30 | 267 | 212
2017-06-06 04:00 | 283 | 232
2017-06-06 04:30 | 301 | 253
2017-06-06 05:00 | 307 | 260
2017-06-06 05:30 | 320 | 276
2017-06-06 06:00 | 325 | 285
2017-06-06 06:30 | 354 | 320
2017-06-06 07:00 | 434 | 410
2017-06-06 07:30 | 438 | 415
2017-06-06 08:00 | 446 | 424
2017-06-06 08:30 | 426 | 401
2017-06-06 09:00 | 372 | 341
2017-06-06 09:30 | 365 | 333
2017-06-06 10:00 | 339 | 303
2017-06-06 10:30 | 310 | 269
2017-06-06 11:00 | 321 | 280
2017-06-06 11:30 | 328 | 289
2017-06-06 12:00 | 326 | 288
2017-06-06 12:30 | 331 | 293
2017-06-06 13:00 | 338 | 300
2017-06-06 13:30 | 333 | 295
2017-06-06 14:00 | 335 | 298
2017-06-06 14:30 | 334 | 296
2017-06-06 15:00 | 355 | 321
2017-06-06 15:30 | 416 | 389
2017-06-06 16:00 | 447 | 423
2017-06-06 16:30 | 452 | 429
2017-06-06 17:00 | 499 | 479
2017-06-06 17:30 | 541 | 524
2017-06-06 18:00 | 580 | 566
2017-06-06 18:30 | 573 | 558
2017-06-06 19:00 | 564 | 548
2017-06-06 19:30 | 545 | 529
2017-06-06 20:00 | 541 | 524
2017-06-06 20:30 | 546 | 529
2017-06-06 21:00 | 503 | 483
2017-06-06 21:30 | 500 | 479
2017-06-06 22:00 | 440 | 415
2017-06-06 22:30 | 381 | 351
2017-06-06 23:00 | 354 | 320
2017-06-06 23:30 | 346 | 310
2017-06-07 | 308 | 265
2017-06-07 00:30 | 293 | 246
2017-06-07 01:00 | 292 | 246
2017-06-07 01:30 | 294 | 248
2017-06-07 02:00 | 287 | 239
2017-06-07 02:30 | 277 | 226
2017-06-07 03:00 | 279 | 229
2017-06-07 03:30 | 291 | 243
2017-06-07 04:00 | 278 | 228
2017-06-07 04:30 | 269 | 217
2017-06-07 05:00 | 280 | 232
2017-06-07 05:30 | 308 | 267
2017-06-07 06:00 | 309 | 268
2017-06-07 06:30 | 358 | 326
2017-06-07 07:00 | 449 | 427
2017-06-07 07:30 | 469 | 450
2017-06-07 08:00 | 487 | 469
2017-06-07 08:30 | 462 | 442
2017-06-07 09:00 | 446 | 424
2017-06-07 09:30 | 461 | 440
2017-06-07 10:00 | 429 | 405
2017-06-07 10:30 | 422 | 398
2017-06-07 11:00 | 420 | 395
2017-06-07 11:30 | 405 | 379
2017-06-07 12:00 | 399 | 373
2017-06-07 12:30 | 359 | 328
2017-06-07 13:00 | 364 | 334
2017-06-07 13:30 | 366 | 336
2017-06-07 14:00 | 370 | 341
2017-06-07 14:30 | 381 | 352
2017-06-07 15:00 | 380 | 351
2017-06-07 15:30 | 380 | 352
2017-06-07 16:00 | 411 | 386
2017-06-07 16:30 | 419 | 396
2017-06-07 17:00 | 452 | 431
2017-06-07 17:30 | 466 | 447
2017-06-07 18:00 | 485 | 467
2017-06-07 18:30 | 489 | 472
2017-06-07 19:00 | 478 | 460
2017-06-07 19:30 | 433 | 411
2017-06-07 20:00 | 430 | 408
2017-06-07 20:30 | 474 | 455
2017-06-07 21:00 | 453 | 431
2017-06-07 21:30 | 433 | 410
2017-06-07 22:00 | 417 | 392
2017-06-07 22:30 | 430 | 406
2017-06-07 23:00 | 381 | 352
2017-06-07 23:30 | 370 | 340
2017-06-08 | 339 | 304
2017-06-08 00:30 | 305 | 262
2017-06-08 01:00 | 305 | 261
2017-06-08 01:30 | 311 | 267
2017-06-08 02:00 | 320 | 275
2017-06-08 02:30 | 306 | 259
2017-06-08 03:00 | 307 | 259
2017-06-08 03:30 | 318 | 272
2017-06-08 04:00 | 325 | 280
2017-06-08 04:30 | 326 | 281
2017-06-08 05:00 | 336 | 294
2017-06-08 05:30 | 336 | 294
2017-06-08 06:00 | 352 | 314
2017-06-08 06:30 | 411 | 382
2017-06-08 07:00 | 475 | 455
2017-06-08 07:30 | 479 | 459
2017-06-08 08:00 | 488 | 468
2017-06-08 08:30 | 480 | 459
2017-06-08 09:00 | 474 | 453
2017-06-08 09:30 | 465 | 443
2017-06-08 10:00 | 440 | 415
2017-06-08 10:30 | 401 | 372
2017-06-08 11:00 | 392 | 361
2017-06-08 11:30 | 380 | 349
2017-06-08 12:00 | 395 | 365
2017-06-08 12:30 | 394 | 363
2017-06-08 13:00 | 347 | 311
2017-06-08 13:30 | 347 | 311
2017-06-08 14:00 | 336 | 299
2017-06-08 14:30 | 357 | 319
2017-06-08 15:00 | 375 | 341
2017-06-08 15:30 | 385 | 353
2017-06-08 16:00 | 362 | 327
2017-06-08 16:30 | 381 | 349
2017-06-08 17:00 | 405 | 375
2017-06-08 17:30 | 411 | 383
2017-06-08 18:00 | 433 | 407
2017-06-08 18:30 | 450 | 427
2017-06-08 19:00 | 442 | 418
2017-06-08 19:30 | 412 | 384
2017-06-08 20:00 | 428 | 401
2017-06-08 20:30 | 440 | 414
2017-06-08 21:00 | 413 | 384
2017-06-08 21:30 | 392 | 360
2017-06-08 22:00 | 374 | 339
2017-06-08 22:30 | 376 | 342
2017-06-08 23:00 | 355 | 318
2017-06-08 23:30 | 330 | 287
2017-06-09 | 304 | 256
2017-06-09 00:30 | 290 | 237
2017-06-09 01:00 | 287 | 233
2017-06-09 01:30 | 289 | 234
2017-06-09 02:00 | 297 | 243
2017-06-09 02:30 | 296 | 241
2017-06-09 03:00 | 295 | 240
2017-06-09 03:30 | 299 | 245
2017-06-09 04:00 | 324 | 275
2017-06-09 04:30 | 322 | 273
2017-06-09 05:00 | 324 | 276
2017-06-09 05:30 | 329 | 283
2017-06-09 06:00 | 326 | 281
2017-06-09 06:30 | 365 | 326
2017-06-09 07:00 | 387 | 353
2017-06-09 07:30 | 404 | 372
2017-06-09 08:00 | 430 | 403
2017-06-09 08:30 | 429 | 403
2017-06-09 09:00 | 378 | 345
2017-06-09 09:30 | 323 | 280
2017-06-09 10:00 | 340 | 300
2017-06-09 10:30 | 354 | 318
2017-06-09 11:00 | 346 | 309
2017-06-09 11:30 | 347 | 309
2017-06-09 12:00 | 344 | 308
2017-06-09 12:30 | 337 | 299
2017-06-09 13:00 | 341 | 303
2017-06-09 13:30 | 343 | 306
2017-06-09 14:00 | 379 | 347
2017-06-09 14:30 | 391 | 359
2017-06-09 15:00 | 392 | 361
2017-06-09 15:30 | 390 | 360
2017-06-09 16:00 | 412 | 384
2017-06-09 16:30 | 405 | 376
2017-06-09 17:00 | 427 | 401
2017-06-09 17:30 | 442 | 418
2017-06-09 18:00 | 446 | 423
2017-06-09 18:30 | 436 | 412
2017-06-09 19:00 | 408 | 381
2017-06-09 19:30 | 400 | 372
2017-06-09 20:00 | 411 | 384
2017-06-09 20:30 | 429 | 403
2017-06-09 21:00 | 422 | 395
2017-06-09 21:30 | 431 | 404
2017-06-09 22:00 | 422 | 394
2017-06-09 22:30 | 404 | 375
2017-06-09 23:00 | 378 | 346
2017-06-09 23:30 | 364 | 329
2017-06-10 | 311 | 266
2017-06-10 00:30 | 291 | 241
2017-06-10 01:00 | 263 | 208
2017-06-10 01:30 | 255 | 197
2017-06-10 02:00 | 259 | 202
2017-06-10 02:30 | 255 | 194
2017-06-10 03:00 | 266 | 204
2017-06-10 03:30 | 274 | 216
2017-06-10 04:00 | 290 | 235
2017-06-10 04:30 | 303 | 251
2017-06-10 05:00 | 310 | 259
2017-06-10 05:30 | 312 | 262
2017-06-10 06:00 | 300 | 248
2017-06-10 06:30 | 324 | 277
2017-06-10 07:00 | 333 | 288
2017-06-10 07:30 | 331 | 286
2017-06-10 08:00 | 345 | 303
2017-06-10 08:30 | 360 | 323
2017-06-10 09:00 | 384 | 349
2017-06-10 09:30 | 394 | 363
2017-06-10 10:00 | 373 | 340
2017-06-10 10:30 | 351 | 317
2017-06-10 11:00 | 354 | 319
2017-06-10 11:30 | 406 | 376
2017-06-10 12:00 | 427 | 399
2017-06-10 12:30 | 449 | 424
2017-06-10 13:00 | 450 | 424
2017-06-10 13:30 | 450 | 425
2017-06-10 14:00 | 449 | 424
2017-06-10 14:30 | 448 | 422
2017-06-10 15:00 | 479 | 455
2017-06-10 15:30 | 486 | 464
2017-06-10 16:00 | 466 | 443
2017-06-10 16:30 | 459 | 436
2017-06-10 17:00 | 464 | 441
2017-06-10 17:30 | 424 | 398
2017-06-10 18:00 | 437 | 413
2017-06-10 18:30 | 425 | 400
2017-06-10 19:00 | 395 | 367
2017-06-10 19:30 | 401 | 374
2017-06-10 20:00 | 366 | 334
2017-06-10 20:30 | 366 | 333
2017-06-10 21:00 | 362 | 328
2017-06-10 21:30 | 357 | 322
2017-06-10 22:00 | 318 | 276
2017-06-10 22:30 | 316 | 271
2017-06-10 23:00 | 318 | 274
2017-06-10 23:30 | 308 | 263
2017-06-11 | 269 | 211
2017-06-11 00:30 | 274 | 216
2017-06-11 01:00 | 260 | 198
2017-06-11 01:30 | 248 | 181
2017-06-11 02:00 | 245 | 176
2017-06-11 02:30 | 220 | 138
2017-06-11 03:00 | 222 | 142
2017-06-11 03:30 | 217 | 134
2017-06-11 04:00 | 221 | 141
2017-06-11 04:30 | 219 | 138
2017-06-11 05:00 | 222 | 143
2017-06-11 05:30 | 225 | 149
2017-06-11 06:00 | 223 | 145
2017-06-11 06:30 | 232 | 160
2017-06-11 07:00 | 236 | 166
2017-06-11 07:30 | 253 | 191
2017-06-11 08:00 | 272 | 215
2017-06-11 08:30 | 278 | 223
2017-06-11 09:00 | 298 | 249
2017-06-11 09:30 | 335 | 296
2017-06-11 10:00 | 327 | 286
2017-06-11 10:30 | 302 | 257
2017-06-11 11:00 | 294 | 248
2017-06-11 11:30 | 276 | 226
2017-06-11 12:00 | 265 | 212
2017-06-11 12:30 | 279 | 229
2017-06-11 13:00 | 281 | 230
2017-06-11 13:30 | 277 | 226
2017-06-11 14:00 | 286 | 238
2017-06-11 14:30 | 278 | 229
2017-06-11 15:00 | 275 | 224
2017-06-11 15:30 | 275 | 225
2017-06-11 16:00 | 276 | 226
2017-06-11 16:30 | 288 | 242
2017-06-11 17:00 | 296 | 252
2017-06-11 17:30 | 325 | 288
2017-06-11 18:00 | 381 | 351
2017-06-11 18:30 | 366 | 333
2017-06-11 19:00 | 354 | 320
2017-06-11 19:30 | 343 | 307
2017-06-11 20:00 | 333 | 294
2017-06-11 20:30 | 333 | 294
2017-06-11 21:00 | 309 | 265
2017-06-11 21:30 | 283 | 232
2017-06-11 22:00 | 262 | 206
2017-06-11 22:30 | 240 | 178
2017-06-11 23:00 | 243 | 182
2017-06-11 23:30 | 236 | 173
2017-06-12 | 212 | 138
2017-06-12 00:30 | 212 | 136
2017-06-12 01:00 | 218 | 139
2017-06-12 01:30 | 236 | 164
2017-06-12 02:00 | 254 | 188
2017-06-12 02:30 | 263 | 200
2017-06-12 03:00 | 289 | 233
2017-06-12 03:30 | 299 | 245
2017-06-12 04:00 | 297 | 243
2017-06-12 04:30 | 298 | 244
2017-06-12 05:00 | 305 | 252
2017-06-12 05:30 | 302 | 249
2017-06-12 06:00 | 299 | 247
2017-06-12 06:30 | 321 | 274
2017-06-12 07:00 | 335 | 295
2017-06-12 07:30 | 359 | 323
2017-06-12 08:00 | 373 | 344
2017-06-12 08:30 | 412 | 389
2017-06-12 09:00 | 476 | 459
2017-06-12 09:30 | 472 | 454
2017-06-12 10:00 | 437 | 415
2017-06-12 10:30 | 396 | 370
2017-06-12 11:00 | 374 | 351
2017-06-12 11:30 | 359 | 334
2017-06-12 12:00 | 351 | 325
2017-06-12 12:30 | 348 | 322
2017-06-12 13:00 | 351 | 325
2017-06-12 13:30 | 366 | 340
2017-06-12 14:00 | 376 | 350
2017-06-12 14:30 | 390 | 366
2017-06-12 15:00 | 391 | 367
2017-06-12 15:30 | 378 | 352
2017-06-12 16:00 | 380 | 354
2017-06-12 16:30 | 389 | 364
2017-06-12 17:00 | 433 | 412
2017-06-12 17:30 | 497 | 481
2017-06-12 18:00 | 512 | 497
2017-06-12 18:30 | 490 | 474
2017-06-12 19:00 | 470 | 452
2017-06-12 19:30 | 419 | 398
2017-06-12 20:00 | 406 | 383
2017-06-12 20:30 | 407 | 384
2017-06-12 21:00 | 373 | 346
2017-06-12 21:30 | 394 | 366
2017-06-12 22:00 | 390 | 361
2017-06-12 22:30 | 382 | 349
2017-06-12 23:00 | 393 | 361
2017-06-12 23:30 | 366 | 331
2017-06-13 | 312 | 267
2017-06-13 00:30 | 276 | 220
2017-06-13 01:00 | 283 | 230
2017-06-13 01:30 | 283 | 230
2017-06-13 02:00 | 281 | 227
2017-06-13 02:30 | 274 | 219
2017-06-13 03:00 | 278 | 222
2017-06-13 03:30 | 292 | 241
2017-06-13 04:00 | 308 | 260
2017-06-13 04:30 | 331 | 287
2017-06-13 05:00 | 347 | 305
2017-06-13 05:30 | 348 | 307
2017-06-13 06:00 | 349 | 309
2017-06-13 06:30 | 396 | 363
2017-06-13 07:00 | 427 | 398
2017-06-13 07:30 | 452 | 427
2017-06-13 08:00 | 540 | 522
2017-06-13 08:30 | 572 | 554
2017-06-13 09:00 | 549 | 518
2017-06-13 09:30 | 541 | 508
2017-06-13 10:00 | 519 | 483
2017-06-13 10:30 | 479 | 438
2017-06-13 11:00 | 476 | 434
2017-06-13 11:30 | 477 | 435
2017-06-13 12:00 | 451 | 406
2017-06-13 12:30 | 453 | 408
2017-06-13 13:00 | 475 | 433
2017-06-13 13:30 | 459 | 415
2017-06-13 14:00 | 472 | 431
2017-06-13 14:30 | 479 | 439
2017-06-13 15:00 | 456 | 413
2017-06-13 15:30 | 467 | 425
2017-06-13 16:00 | 494 | 456
2017-06-13 16:30 | 492 | 454
2017-06-13 17:00 | 473 | 433
2017-06-13 17:30 | 522 | 489
2017-06-13 18:00 | 580 | 555
2017-06-13 18:30 | 567 | 540
2017-06-13 19:00 | 551 | 522
2017-06-13 19:30 | 513 | 480
2017-06-13 20:00 | 503 | 468
2017-06-13 20:30 | 526 | 494
2017-06-13 21:00 | 497 | 460
2017-06-13 21:30 | 461 | 418
2017-06-13 22:00 | 433 | 403
2017-06-13 22:30 | 401 | 370
2017-06-13 23:00 | 395 | 362
2017-06-13 23:30 | 361 | 323
2017-06-14 | 307 | 259
2017-06-14 00:30 | 310 | 262
2017-06-14 01:00 | 303 | 255
2017-06-14 01:30 | 301 | 252
2017-06-14 02:00 | 296 | 246
2017-06-14 02:30 | 297 | 246
2017-06-14 03:00 | 296 | 246
2017-06-14 03:30 | 298 | 248
2017-06-14 04:00 | 321 | 275
2017-06-14 04:30 | 328 | 284
2017-06-14 05:00 | 330 | 286
2017-06-14 05:30 | 336 | 294
2017-06-14 06:00 | 339 | 298
2017-06-14 06:30 | 381 | 347
2017-06-14 07:00 | 417 | 388
2017-06-14 07:30 | 417 | 388
2017-06-14 08:00 | 402 | 371
2017-06-14 08:30 | 380 | 347
2017-06-14 09:00 | 390 | 358
2017-06-14 09:30 | 388 | 358
2017-06-14 10:00 | 388 | 357
2017-06-14 10:30 | 372 | 340
2017-06-14 11:00 | 361 | 328
2017-06-14 11:30 | 374 | 342
2017-06-14 12:00 | 395 | 365
2017-06-14 12:30 | 383 | 352
2017-06-14 13:00 | 383 | 352
2017-06-14 13:30 | 386 | 355
2017-06-14 14:00 | 394 | 365
2017-06-14 14:30 | 410 | 382
2017-06-14 15:00 | 436 | 409
2017-06-14 15:30 | 448 | 422
2017-06-14 16:00 | 442 | 416
2017-06-14 16:30 | 436 | 410
2017-06-14 17:00 | 447 | 422
2017-06-14 17:30 | 471 | 449
2017-06-14 18:00 | 492 | 473
2017-06-14 18:30 | 467 | 446
2017-06-14 19:00 | 461 | 439
2017-06-14 19:30 | 408 | 380
2017-06-14 20:00 | 413 | 385
2017-06-14 20:30 | 443 | 417
2017-06-14 21:00 | 425 | 399
2017-06-14 21:30 | 430 | 403
2017-06-14 22:00 | 402 | 371
2017-06-14 22:30 | 387 | 352
2017-06-14 23:00 | 376 | 339
2017-06-14 23:30 | 375 | 339
2017-06-15 | 349 | 307
2017-06-15 00:30 | 312 | 260
2017-06-15 01:00 | 289 | 233
2017-06-15 01:30 | 284 | 227
2017-06-15 02:00 | 289 | 233
2017-06-15 02:30 | 293 | 238
2017-06-15 03:00 | 283 | 226
2017-06-15 03:30 | 286 | 229
2017-06-15 04:00 | 300 | 247
2017-06-15 04:30 | 305 | 252
2017-06-15 05:00 | 314 | 263
2017-06-15 05:30 | 329 | 281
2017-06-15 06:00 | 359 | 318
2017-06-15 06:30 | 439 | 408
2017-06-15 07:00 | 471 | 447
2017-06-15 07:30 | 494 | 475
2017-06-15 08:00 | 520 | 503
2017-06-15 08:30 | 488 | 469
2017-06-15 09:00 | 466 | 446
2017-06-15 09:30 | 457 | 437
2017-06-15 10:00 | 428 | 405
2017-06-15 10:30 | 409 | 384
2017-06-15 11:00 | 403 | 377
2017-06-15 11:30 | 412 | 387
2017-06-15 12:00 | 392 | 365
2017-06-15 12:30 | 375 | 347
2017-06-15 13:00 | 375 | 346
2017-06-15 13:30 | 370 | 341
2017-06-15 14:00 | 371 | 342
2017-06-15 14:30 | 391 | 364
2017-06-15 15:00 | 399 | 373
2017-06-15 15:30 | 409 | 384
2017-06-15 16:00 | 422 | 397
2017-06-15 16:30 | 418 | 393
2017-06-15 17:00 | 446 | 425
2017-06-15 17:30 | 499 | 482
2017-06-15 18:00 | 509 | 493
2017-06-15 18:30 | 475 | 457
2017-06-15 19:00 | 455 | 435
2017-06-15 19:30 | 402 | 378
2017-06-15 20:00 | 406 | 382
2017-06-15 20:30 | 442 | 420
2017-06-15 21:00 | 430 | 407
2017-06-15 21:30 | 406 | 381
2017-06-15 22:00 | 390 | 363
2017-06-15 22:30 | 335 | 302
2017-06-15 23:00 | 321 | 285
2017-06-15 23:30 | 310 | 270
2017-06-16 | 282 | 234
2017-06-16 00:30 | 249 | 192
2017-06-16 01:00 | 249 | 187
2017-06-16 01:30 | 247 | 184
2017-06-16 02:00 | 245 | 183
2017-06-16 02:30 | 248 | 186
2017-06-16 03:00 | 252 | 192
2017-06-16 03:30 | 254 | 195
2017-06-16 04:00 | 259 | 201
2017-06-16 04:30 | 243 | 180
2017-06-16 05:00 | 242 | 183
2017-06-16 05:30 | 238 | 183
2017-06-16 06:00 | 244 | 191
2017-06-16 06:30 | 308 | 271
2017-06-16 07:00 | 369 | 342
2017-06-16 07:30 | 399 | 375
2017-06-16 08:00 | 467 | 449
2017-06-16 08:30 | 443 | 423
2017-06-16 09:00 | 372 | 345
2017-06-16 09:30 | 354 | 324
2017-06-16 10:00 | 354 | 324
2017-06-16 10:30 | 341 | 311
2017-06-16 11:00 | 338 | 307
2017-06-16 11:30 | 341 | 311
2017-06-16 12:00 | 337 | 305
2017-06-16 12:30 | 332 | 300
2017-06-16 13:00 | 331 | 299
2017-06-16 13:30 | 311 | 275
2017-06-16 14:00 | 326 | 294
2017-06-16 14:30 | 362 | 333
2017-06-16 15:00 | 367 | 337
2017-06-16 15:30 | 376 | 348
2017-06-16 16:00 | 372 | 344
2017-06-16 16:30 | 401 | 375
2017-06-16 17:00 | 409 | 384
2017-06-16 17:30 | 418 | 396
2017-06-16 18:00 | 430 | 409
2017-06-16 18:30 | 416 | 394
2017-06-16 19:00 | 398 | 373
2017-06-16 19:30 | 374 | 347
2017-06-16 20:00 | 383 | 357
2017-06-16 20:30 | 389 | 362
2017-06-16 21:00 | 360 | 331
2017-06-16 21:30 | 371 | 343
2017-06-16 22:00 | 364 | 335
2017-06-16 22:30 | 342 | 310
2017-06-16 23:00 | 320 | 285
2017-06-16 23:30 | 314 | 277
2017-06-17 | 277 | 229
2017-06-17 00:30 | 252 | 193
2017-06-17 01:00 | 246 | 186
2017-06-17 01:30 | 248 | 189
2017-06-17 02:00 | 248 | 187
2017-06-17 02:30 | 245 | 184
2017-06-17 03:00 | 245 | 185
2017-06-17 03:30 | 272 | 218
2017-06-17 04:00 | 284 | 233
2017-06-17 04:30 | 281 | 229
2017-06-17 05:00 | 287 | 237
2017-06-17 05:30 | 298 | 251
2017-06-17 06:00 | 302 | 256
2017-06-17 06:30 | 332 | 292
2017-06-17 07:00 | 359 | 322
2017-06-17 07:30 | 385 | 353
2017-06-17 08:00 | 402 | 373
2017-06-17 08:30 | 403 | 374
2017-06-17 09:00 | 401 | 373
2017-06-17 09:30 | 410 | 382
2017-06-17 10:00 | 397 | 369
2017-06-17 10:30 | 378 | 347
2017-06-17 11:00 | 364 | 331
2017-06-17 11:30 | 361 | 328
2017-06-17 12:00 | 357 | 323
2017-06-17 12:30 | 351 | 317
2017-06-17 13:00 | 342 | 306
2017-06-17 13:30 | 310 | 268
2017-06-17 14:00 | 310 | 268
2017-06-17 14:30 | 340 | 303
2017-06-17 15:00 | 344 | 308
2017-06-17 15:30 | 360 | 326
2017-06-17 16:00 | 370 | 338
2017-06-17 16:30 | 375 | 343
2017-06-17 17:00 | 392 | 362
2017-06-17 17:30 | 384 | 355
2017-06-17 18:00 | 376 | 347
2017-06-17 18:30 | 362 | 331
2017-06-17 19:00 | 334 | 299
2017-06-17 19:30 | 326 | 290
2017-06-17 20:00 | 332 | 295
2017-06-17 20:30 | 335 | 300
2017-06-17 21:00 | 332 | 295
2017-06-17 21:30 | 319 | 280
2017-06-17 22:00 | 321 | 280
2017-06-17 22:30 | 332 | 291
2017-06-17 23:00 | 329 | 286
2017-06-17 23:30 | 323 | 276
2017-06-18 | 275 | 218
2017-06-18 00:30 | 256 | 193
2017-06-18 01:00 | 262 | 200
2017-06-18 01:30 | 257 | 194
2017-06-18 02:00 | 271 | 212
2017-06-18 02:30 | 277 | 218
2017-06-18 03:00 | 272 | 212
2017-06-18 03:30 | 270 | 209
2017-06-18 04:00 | 283 | 225
2017-06-18 04:30 | 302 | 248
2017-06-18 05:00 | 297 | 242
2017-06-18 05:30 | 284 | 227
2017-06-18 06:00 | 282 | 224
2017-06-18 06:30 | 284 | 227
2017-06-18 07:00 | 285 | 228
2017-06-18 07:30 | 323 | 274
2017-06-18 08:00 | 327 | 281
2017-06-18 08:30 | 332 | 290
2017-06-18 09:00 | 327 | 286
2017-06-18 09:30 | 324 | 282
2017-06-18 10:00 | 317 | 275
2017-06-18 10:30 | 291 | 244
2017-06-18 11:00 | 286 | 237
2017-06-18 11:30 | 293 | 245
2017-06-18 12:00 | 281 | 231
2017-06-18 12:30 | 275 | 224
2017-06-18 13:00 | 286 | 236
2017-06-18 13:30 | 289 | 241
2017-06-18 14:00 | 296 | 249
2017-06-18 14:30 | 325 | 283
2017-06-18 15:00 | 334 | 293
2017-06-18 15:30 | 326 | 284
2017-06-18 16:00 | 326 | 285
2017-06-18 16:30 | 334 | 295
2017-06-18 17:00 | 389 | 343
2017-06-18 17:30 | 420 | 372
2017-06-18 18:00 | 452 | 410
2017-06-18 18:30 | 468 | 428
2017-06-18 19:00 | 422 | 374
2017-06-18 19:30 | 366 | 326
2017-06-18 20:00 | 348 | 311
2017-06-18 20:30 | 335 | 295
2017-06-18 21:00 | 341 | 302
2017-06-18 21:30 | 343 | 303
2017-06-18 22:00 | 332 | 291
2017-06-18 22:30 | 327 | 286
2017-06-18 23:00 | 331 | 290
2017-06-18 23:30 | 319 | 276
2017-06-19 | 279 | 228
2017-06-19 00:30 | 292 | 243
2017-06-19 01:00 | 303 | 255
2017-06-19 01:30 | 311 | 263
2017-06-19 02:00 | 307 | 260
2017-06-19 02:30 | 311 | 264
2017-06-19 03:00 | 289 | 238
2017-06-19 03:30 | 293 | 242
2017-06-19 04:00 | 310 | 263
2017-06-19 04:30 | 313 | 266
2017-06-19 05:00 | 333 | 290
2017-06-19 05:30 | 350 | 311
2017-06-19 06:00 | 344 | 306
2017-06-19 06:30 | 365 | 333
2017-06-19 07:00 | 402 | 376
2017-06-19 07:30 | 438 | 415
2017-06-19 08:00 | 484 | 450
2017-06-19 08:30 | 507 | 475
2017-06-19 09:00 | 466 | 429
2017-06-19 09:30 | 454 | 416
2017-06-19 10:00 | 418 | 385
2017-06-19 10:30 | 376 | 348
2017-06-19 11:00 | 374 | 348
2017-06-19 11:30 | 379 | 352
2017-06-19 12:00 | 391 | 365
2017-06-19 12:30 | 396 | 369
2017-06-19 13:00 | 382 | 355
2017-06-19 13:30 | 405 | 379
2017-06-19 14:00 | 412 | 388
2017-06-19 14:30 | 442 | 420
2017-06-19 15:00 | 431 | 409
2017-06-19 15:30 | 437 | 415
2017-06-19 16:00 | 470 | 450
2017-06-19 16:30 | 485 | 467
2017-06-19 17:00 | 493 | 475
2017-06-19 17:30 | 506 | 490
2017-06-19 18:00 | 502 | 486
2017-06-19 18:30 | 459 | 440
2017-06-19 19:00 | 446 | 425
2017-06-19 19:30 | 438 | 417
2017-06-19 20:00 | 437 | 415
2017-06-19 20:30 | 448 | 427
2017-06-19 21:00 | 418 | 394
2017-06-19 21:30 | 411 | 385
2017-06-19 22:00 | 376 | 346
2017-06-19 22:30 | 384 | 354
2017-06-19 23:00 | 362 | 331
2017-06-19 23:30 | 335 | 301
2017-06-20 | 309 | 268
2017-06-20 00:30 | 300 | 256
2017-06-20 01:00 | 296 | 251
2017-06-20 01:30 | 298 | 251
2017-06-20 02:00 | 307 | 263
2017-06-20 02:30 | 297 | 251
2017-06-20 03:00 | 302 | 257
2017-06-20 03:30 | 293 | 245
2017-06-20 04:00 | 316 | 269
2017-06-20 04:30 | 321 | 275
2017-06-20 05:00 | 321 | 275
2017-06-20 05:30 | 324 | 280
2017-06-20 06:00 | 336 | 294
2017-06-20 06:30 | 348 | 309
2017-06-20 07:00 | 383 | 350
2017-06-20 07:30 | 451 | 426
2017-06-20 08:00 | 461 | 438
2017-06-20 08:30 | 466 | 445
2017-06-20 09:00 | 453 | 431
2017-06-20 09:30 | 450 | 427
2017-06-20 10:00 | 422 | 396
2017-06-20 10:30 | 432 | 406
2017-06-20 11:00 | 438 | 413
2017-06-20 11:30 | 412 | 385
2017-06-20 12:00 | 405 | 377
2017-06-20 12:30 | 389 | 360
2017-06-20 13:00 | 378 | 348
2017-06-20 13:30 | 384 | 355
2017-06-20 14:00 | 403 | 375
2017-06-20 14:30 | 434 | 409
2017-06-20 15:00 | 444 | 420
2017-06-20 15:30 | 460 | 436
2017-06-20 16:00 | 477 | 455
2017-06-20 16:30 | 479 | 458
2017-06-20 17:00 | 509 | 490
2017-06-20 17:30 | 533 | 518
2017-06-20 18:00 | 556 | 542
2017-06-20 18:30 | 557 | 544
2017-06-20 19:00 | 536 | 522
2017-06-20 19:30 | 517 | 501
2017-06-20 20:00 | 494 | 476
2017-06-20 20:30 | 478 | 459
2017-06-20 21:00 | 459 | 438
2017-06-20 21:30 | 432 | 409
2017-06-20 22:00 | 426 | 403
2017-06-20 22:30 | 402 | 377
2017-06-20 23:00 | 374 | 346
2017-06-20 23:30 | 336 | 302
2017-06-21 | 311 | 267
2017-06-21 00:30 | 299 | 252
2017-06-21 01:00 | 309 | 264
2017-06-21 01:30 | 306 | 259
2017-06-21 02:00 | 304 | 257
2017-06-21 02:30 | 305 | 258
2017-06-21 03:00 | 299 | 251
2017-06-21 03:30 | 307 | 261
2017-06-21 04:00 | 309 | 265
2017-06-21 04:30 | 322 | 280
2017-06-21 05:00 | 336 | 297
2017-06-21 05:30 | 319 | 278
2017-06-21 06:00 | 321 | 281
2017-06-21 06:30 | 371 | 339
2017-06-21 07:00 | 430 | 405
2017-06-21 07:30 | 445 | 422
2017-06-21 08:00 | 437 | 415
2017-06-21 08:30 | 412 | 389
2017-06-21 09:00 | 404 | 378
2017-06-21 09:30 | 390 | 364
2017-06-21 10:00 | 377 | 349
2017-06-21 10:30 | 370 | 340
2017-06-21 11:00 | 381 | 354
2017-06-21 11:30 | 373 | 345
2017-06-21 12:00 | 359 | 329
2017-06-21 12:30 | 340 | 309
2017-06-21 13:00 | 355 | 326
2017-06-21 13:30 | 352 | 321
2017-06-21 14:00 | 366 | 337
2017-06-21 14:30 | 385 | 358
2017-06-21 15:00 | 393 | 366
2017-06-21 15:30 | 402 | 376
2017-06-21 16:00 | 402 | 376
2017-06-21 16:30 | 408 | 383
2017-06-21 17:00 | 436 | 413
2017-06-21 17:30 | 445 | 424
2017-06-21 18:00 | 432 | 411
2017-06-21 18:30 | 415 | 392
2017-06-21 19:00 | 417 | 394
2017-06-21 19:30 | 407 | 382
2017-06-21 20:00 | 400 | 375
2017-06-21 20:30 | 399 | 373
2017-06-21 21:00 | 362 | 332
2017-06-21 21:30 | 370 | 341
2017-06-21 22:00 | 348 | 316
2017-06-21 22:30 | 343 | 312
2017-06-21 23:00 | 336 | 303
2017-06-21 23:30 | 319 | 282
2017-06-22 | 309 | 269
2017-06-22 00:30 | 320 | 282
2017-06-22 01:00 | 336 | 299
2017-06-22 01:30 | 318 | 278
2017-06-22 02:00 | 312 | 271
2017-06-22 02:30 | 303 | 260
2017-06-22 03:00 | 318 | 280
2017-06-22 03:30 | 321 | 280
2017-06-22 04:00 | 321 | 281
2017-06-22 04:30 | 313 | 271
2017-06-22 05:00 | 310 | 268
2017-06-22 05:30 | 289 | 244
2017-06-22 06:00 | 268 | 221
2017-06-22 06:30 | 323 | 286
2017-06-22 07:00 | 362 | 330
2017-06-22 07:30 | 388 | 361
2017-06-22 08:00 | 444 | 421
2017-06-22 08:30 | 421 | 396
2017-06-22 09:00 | 400 | 373
2017-06-22 09:30 | 401 | 374
2017-06-22 10:00 | 389 | 363
2017-06-22 10:30 | 360 | 330
2017-06-22 11:00 | 362 | 334
2017-06-22 11:30 | 353 | 324
2017-06-22 12:00 | 346 | 316
2017-06-22 12:30 | 323 | 289
2017-06-22 13:00 | 316 | 281
2017-06-22 13:30 | 325 | 292
2017-06-22 14:00 | 333 | 300
2017-06-22 14:30 | 350 | 319
2017-06-22 15:00 | 367 | 338
2017-06-22 15:30 | 368 | 339
2017-06-22 16:00 | 385 | 357
2017-06-22 16:30 | 381 | 353
2017-06-22 17:00 | 382 | 354
2017-06-22 17:30 | 391 | 365
2017-06-22 18:00 | 435 | 413
2017-06-22 18:30 | 428 | 407
2017-06-22 19:00 | 425 | 403
2017-06-22 19:30 | 397 | 373
2017-06-22 20:00 | 391 | 366
2017-06-22 20:30 | 377 | 350
2017-06-22 21:00 | 378 | 351
2017-06-22 21:30 | 381 | 350
2017-06-22 22:00 | 352 | 318
2017-06-22 22:30 | 333 | 295
2017-06-22 23:00 | 311 | 266
2017-06-22 23:30 | 319 | 275
2017-06-23 | 285 | 234
2017-06-23 00:30 | 290 | 240
2017-06-23 01:00 | 286 | 234
2017-06-23 01:30 | 274 | 221
2017-06-23 02:00 | 260 | 204
2017-06-23 02:30 | 257 | 201
2017-06-23 03:00 | 256 | 199
2017-06-23 03:30 | 277 | 225
2017-06-23 04:00 | 295 | 246
2017-06-23 04:30 | 294 | 245
2017-06-23 05:00 | 308 | 262
2017-06-23 05:30 | 304 | 259
2017-06-23 06:00 | 307 | 263
2017-06-23 06:30 | 335 | 296
2017-06-23 07:00 | 369 | 336
2017-06-23 07:30 | 417 | 390
2017-06-23 08:00 | 444 | 420
2017-06-23 08:30 | 427 | 401
2017-06-23 09:00 | 401 | 372
2017-06-23 09:30 | 396 | 367
2017-06-23 10:00 | 369 | 336
2017-06-23 10:30 | 346 | 311
2017-06-23 11:00 | 337 | 300
2017-06-23 11:30 | 344 | 309
2017-06-23 12:00 | 336 | 301
2017-06-23 12:30 | 319 | 281
2017-06-23 13:00 | 311 | 272
2017-06-23 13:30 | 314 | 275
2017-06-23 14:00 | 327 | 290
2017-06-23 14:30 | 348 | 313
2017-06-23 15:00 | 361 | 327
2017-06-23 15:30 | 380 | 348
2017-06-23 16:00 | 385 | 354
2017-06-23 16:30 | 390 | 360
2017-06-23 17:00 | 430 | 404
2017-06-23 17:30 | 440 | 415
2017-06-23 18:00 | 433 | 408
2017-06-23 18:30 | 413 | 386
2017-06-23 19:00 | 414 | 387
2017-06-23 19:30 | 405 | 377
2017-06-23 20:00 | 409 | 381
2017-06-23 20:30 | 424 | 397
2017-06-23 21:00 | 401 | 370
2017-06-23 21:30 | 392 | 361
2017-06-23 22:00 | 354 | 319
2017-06-23 22:30 | 353 | 317
2017-06-23 23:00 | 331 | 294
2017-06-23 23:30 | 321 | 281
2017-06-24 | 295 | 251
2017-06-24 00:30 | 278 | 227
2017-06-24 01:00 | 279 | 225
2017-06-24 01:30 | 266 | 204
2017-06-24 02:00 | 255 | 186
2017-06-24 02:30 | 244 | 169
2017-06-24 03:00 | 242 | 166
2017-06-24 03:30 | 252 | 181
2017-06-24 04:00 | 278 | 216
2017-06-24 04:30 | 282 | 221
2017-06-24 05:00 | 289 | 230
2017-06-24 05:30 | 291 | 232
2017-06-24 06:00 | 298 | 241
2017-06-24 06:30 | 313 | 261
2017-06-24 07:00 | 324 | 274
2017-06-24 07:30 | 349 | 304
2017-06-24 08:00 | 384 | 344
2017-06-24 08:30 | 390 | 351
2017-06-24 09:00 | 376 | 335
2017-06-24 09:30 | 371 | 329
2017-06-24 10:00 | 338 | 290
2017-06-24 10:30 | 326 | 276
2017-06-24 11:00 | 305 | 250
2017-06-24 11:30 | 280 | 219
2017-06-24 12:00 | 266 | 202
2017-06-24 12:30 | 249 | 181
2017-06-24 13:00 | 256 | 189
2017-06-24 13:30 | 256 | 189
2017-06-24 14:00 | 269 | 205
2017-06-24 14:30 | 288 | 229
2017-06-24 15:00 | 293 | 235
2017-06-24 15:30 | 298 | 242
2017-06-24 16:00 | 302 | 249
2017-06-24 16:30 | 329 | 280
2017-06-24 17:00 | 355 | 312
2017-06-24 17:30 | 381 | 342
2017-06-24 18:00 | 398 | 363
2017-06-24 18:30 | 387 | 351
2017-06-24 19:00 | 383 | 346
2017-06-24 19:30 | 363 | 322
2017-06-24 20:00 | 334 | 287
2017-06-24 20:30 | 341 | 295
2017-06-24 21:00 | 344 | 298
2017-06-24 21:30 | 344 | 299
2017-06-24 22:00 | 336 | 288
2017-06-24 22:30 | 339 | 292
2017-06-24 23:00 | 344 | 297
2017-06-24 23:30 | 324 | 274
2017-06-25 | 294 | 237
2017-06-25 00:30 | 295 | 237
2017-06-25 01:00 | 289 | 228
2017-06-25 01:30 | 260 | 190
2017-06-25 02:00 | 238 | 156
2017-06-25 02:30 | 238 | 158
2017-06-25 03:00 | 235 | 154
2017-06-25 03:30 | 241 | 161
2017-06-25 04:00 | 257 | 185
2017-06-25 04:30 | 254 | 180
2017-06-25 05:00 | 239 | 158
2017-06-25 05:30 | 245 | 167
2017-06-25 06:00 | 249 | 173
2017-06-25 06:30 | 262 | 193
2017-06-25 07:00 | 274 | 209
2017-06-25 07:30 | 275 | 215
2017-06-25 08:00 | 287 | 231
2017-06-25 08:30 | 311 | 261
2017-06-25 09:00 | 300 | 249
2017-06-25 09:30 | 283 | 230
2017-06-25 10:00 | 264 | 210
2017-06-25 10:30 | 251 | 194
2017-06-25 11:00 | 245 | 186
2017-06-25 11:30 | 249 | 192
2017-06-25 12:00 | 245 | 186
2017-06-25 12:30 | 227 | 160
2017-06-25 13:00 | 218 | 149
2017-06-25 13:30 | 238 | 176
2017-06-25 14:00 | 242 | 180
2017-06-25 14:30 | 262 | 208
2017-06-25 15:00 | 284 | 234
2017-06-25 15:30 | 275 | 224
2017-06-25 16:00 | 279 | 229
2017-06-25 16:30 | 282 | 233
2017-06-25 17:00 | 309 | 265
2017-06-25 17:30 | 322 | 282
2017-06-25 18:00 | 357 | 323
2017-06-25 18:30 | 345 | 309
2017-06-25 19:00 | 324 | 285
2017-06-25 19:30 | 313 | 272
2017-06-25 20:00 | 300 | 256
2017-06-25 20:30 | 300 | 256
2017-06-25 21:00 | 282 | 234
2017-06-25 21:30 | 290 | 243
2017-06-25 22:00 | 280 | 230
2017-06-25 22:30 | 287 | 239
2017-06-25 23:00 | 301 | 256
2017-06-25 23:30 | 294 | 245
2017-06-26 | 263 | 207
2017-06-26 00:30 | 258 | 201
2017-06-26 01:00 | 266 | 207
2017-06-26 01:30 | 257 | 195
2017-06-26 02:00 | 244 | 177
2017-06-26 02:30 | 242 | 174
2017-06-26 03:00 | 236 | 166
2017-06-26 03:30 | 244 | 177
2017-06-26 04:00 | 262 | 199
2017-06-26 04:30 | 266 | 205
2017-06-26 05:00 | 272 | 213
2017-06-26 05:30 | 267 | 208
2017-06-26 06:00 | 266 | 208
2017-06-26 06:30 | 315 | 274
2017-06-26 07:00 | 361 | 328
2017-06-26 07:30 | 388 | 360
2017-06-26 08:00 | 391 | 365
2017-06-26 08:30 | 375 | 346
2017-06-26 09:00 | 371 | 342
2017-06-26 09:30 | 366 | 336
2017-06-26 10:00 | 338 | 305
2017-06-26 10:30 | 321 | 285
2017-06-26 11:00 | 326 | 291
2017-06-26 11:30 | 377 | 352
2017-06-26 12:00 | 414 | 394
2017-06-26 12:30 | 389 | 367
2017-06-26 13:00 | 291 | 254
2017-06-26 13:30 | 281 | 244
2017-06-26 14:00 | 288 | 252
2017-06-26 14:30 | 307 | 273
2017-06-26 15:00 | 315 | 282
2017-06-26 15:30 | 319 | 286
2017-06-26 16:00 | 316 | 284
2017-06-26 16:30 | 325 | 294
2017-06-26 17:00 | 349 | 321
2017-06-26 17:30 | 372 | 346
2017-06-26 18:00 | 399 | 376
2017-06-26 18:30 | 381 | 356
2017-06-26 19:00 | 356 | 330
2017-06-26 19:30 | 337 | 308
2017-06-26 20:00 | 325 | 295
2017-06-26 20:30 | 345 | 316
2017-06-26 21:00 | 347 | 319
2017-06-26 21:30 | 357 | 327
2017-06-26 22:00 | 340 | 304
2017-06-26 22:30 | 363 | 333
2017-06-26 23:00 | 359 | 329
2017-06-26 23:30 | 348 | 315
2017-06-27 | 329 | 294
2017-06-27 00:30 | 328 | 293
2017-06-27 01:00 | 322 | 285
2017-06-27 01:30 | 313 | 273
2017-06-27 02:00 | 308 | 265
2017-06-27 02:30 | 304 | 255
2017-06-27 03:00 | 286 | 233
2017-06-27 03:30 | 293 | 241
2017-06-27 04:00 | 301 | 252
2017-06-27 04:30 | 304 | 254
2017-06-27 05:00 | 315 | 269
2017-06-27 05:30 | 329 | 290
2017-06-27 06:00 | 325 | 286
2017-06-27 06:30 | 375 | 343
2017-06-27 07:00 | 442 | 419
2017-06-27 07:30 | 439 | 418
2017-06-27 08:00 | 457 | 438
2017-06-27 08:30 | 485 | 468
2017-06-27 09:00 | 485 | 467
2017-06-27 09:30 | 476 | 458
2017-06-27 10:00 | 441 | 420
2017-06-27 10:30 | 419 | 397
2017-06-27 11:00 | 400 | 375
2017-06-27 11:30 | 398 | 373
2017-06-27 12:00 | 368 | 341
2017-06-27 12:30 | 334 | 304
2017-06-27 13:00 | 338 | 308
2017-06-27 13:30 | 334 | 302
2017-06-27 14:00 | 344 | 314
2017-06-27 14:30 | 393 | 368
2017-06-27 15:00 | 399 | 375
2017-06-27 15:30 | 410 | 386
2017-06-27 16:00 | 410 | 386
2017-06-27 16:30 | 401 | 376
2017-06-27 17:00 | 420 | 398
2017-06-27 17:30 | 418 | 395
2017-06-27 18:00 | 451 | 431
2017-06-27 18:30 | 427 | 406
2017-06-27 19:00 | 411 | 388
2017-06-27 19:30 | 391 | 365
2017-06-27 20:00 | 367 | 339
2017-06-27 20:30 | 355 | 325
2017-06-27 21:00 | 360 | 330
2017-06-27 21:30 | 378 | 348
2017-06-27 22:00 | 359 | 326
2017-06-27 22:30 | 368 | 335
2017-06-27 23:00 | 380 | 349
2017-06-27 23:30 | 346 | 311
2017-06-28 | 303 | 262
2017-06-28 00:30 | 313 | 272
2017-06-28 01:00 | 307 | 266
2017-06-28 01:30 | 318 | 279
2017-06-28 02:00 | 313 | 272
2017-06-28 02:30 | 299 | 256
2017-06-28 03:00 | 283 | 238
2017-06-28 03:30 | 293 | 250
2017-06-28 04:00 | 300 | 259
2017-06-28 04:30 | 302 | 261
2017-06-28 05:00 | 307 | 267
2017-06-28 05:30 | 330 | 293
2017-06-28 06:00 | 326 | 290
2017-06-28 06:30 | 370 | 340
2017-06-28 07:00 | 428 | 404
2017-06-28 07:30 | 469 | 448
2017-06-28 08:00 | 479 | 459
2017-06-28 08:30 | 492 | 474
2017-06-28 09:00 | 447 | 426
2017-06-28 09:30 | 439 | 416
2017-06-28 10:00 | 401 | 375
2017-06-28 10:30 | 388 | 360
2017-06-28 11:00 | 380 | 351
2017-06-28 11:30 | 382 | 354
2017-06-28 12:00 | 381 | 353
2017-06-28 12:30 | 375 | 346
2017-06-28 13:00 | 385 | 358
2017-06-28 13:30 | 382 | 354
2017-06-28 14:00 | 394 | 367
2017-06-28 14:30 | 395 | 368
2017-06-28 15:00 | 396 | 369
2017-06-28 15:30 | 391 | 363
2017-06-28 16:00 | 386 | 356
2017-06-28 16:30 | 403 | 376
2017-06-28 17:00 | 444 | 421
2017-06-28 17:30 | 486 | 466
2017-06-28 18:00 | 529 | 512
2017-06-28 18:30 | 507 | 489
2017-06-28 19:00 | 478 | 458
2017-06-28 19:30 | 461 | 438
2017-06-28 20:00 | 430 | 404
2017-06-28 20:30 | 396 | 368
2017-06-28 21:00 | 377 | 346
2017-06-28 21:30 | 373 | 341
2017-06-28 22:00 | 348 | 313
2017-06-28 22:30 | 348 | 315
2017-06-28 23:00 | 364 | 332
2017-06-28 23:30 | 352 | 318
2017-06-29 | 333 | 296
2017-06-29 00:30 | 318 | 278
2017-06-29 01:00 | 294 | 251
2017-06-29 01:30 | 277 | 231
2017-06-29 02:00 | 266 | 217
2017-06-29 02:30 | 261 | 211
2017-06-29 03:00 | 242 | 189
2017-06-29 03:30 | 247 | 189
2017-06-29 04:00 | 249 | 192
2017-06-29 04:30 | 273 | 222
2017-06-29 05:00 | 282 | 233
2017-06-29 05:30 | 301 | 256
2017-06-29 06:00 | 317 | 276
2017-06-29 06:30 | 336 | 298
2017-06-29 07:00 | 361 | 327
2017-06-29 07:30 | 389 | 359
2017-06-29 08:00 | 417 | 391
2017-06-29 08:30 | 411 | 386
2017-06-29 09:00 | 392 | 365
2017-06-29 09:30 | 387 | 359
2017-06-29 10:00 | 357 | 326
2017-06-29 10:30 | 353 | 319
2017-06-29 11:00 | 345 | 313
2017-06-29 11:30 | 316 | 280
2017-06-29 12:00 | 316 | 279
2017-06-29 12:30 | 316 | 280
2017-06-29 13:00 | 305 | 267
2017-06-29 13:30 | 311 | 274
2017-06-29 14:00 | 312 | 275
2017-06-29 14:30 | 340 | 307
2017-06-29 15:00 | 342 | 309
2017-06-29 15:30 | 346 | 313
2017-06-29 16:00 | 343 | 309
2017-06-29 16:30 | 354 | 322
2017-06-29 17:00 | 382 | 354
2017-06-29 17:30 | 433 | 409
2017-06-29 18:00 | 464 | 444
2017-06-29 18:30 | 457 | 437
2017-06-29 19:00 | 423 | 400
2017-06-29 19:30 | 394 | 368
2017-06-29 20:00 | 358 | 328
2017-06-29 20:30 | 323 | 287
2017-06-29 21:00 | 331 | 297
2017-06-29 21:30 | 334 | 300
2017-06-29 22:00 | 323 | 287
2017-06-29 22:30 | 316 | 279
2017-06-29 23:00 | 316 | 279
2017-06-29 23:30 | 295 | 254
2017-06-30 | 286 | 243
2017-06-30 00:30 | 283 | 239
2017-06-30 01:00 | 279 | 233
2017-06-30 01:30 | 268 | 219
2017-06-30 02:00 | 250 | 199
2017-06-30 02:30 | 256 | 200
2017-06-30 03:00 | 247 | 187
2017-06-30 03:30 | 245 | 185
2017-06-30 04:00 | 260 | 204
2017-06-30 04:30 | 264 | 209
2017-06-30 05:00 | 281 | 230
2017-06-30 05:30 | 291 | 244
2017-06-30 06:00 | 297 | 252
2017-06-30 06:30 | 332 | 293
2017-06-30 07:00 | 353 | 318
2017-06-30 07:30 | 377 | 346
2017-06-30 08:00 | 423 | 397
2017-06-30 08:30 | 427 | 402
2017-06-30 09:00 | 382 | 352
2017-06-30 09:30 | 354 | 322
2017-06-30 10:00 | 340 | 306
2017-06-30 10:30 | 322 | 287
2017-06-30 11:00 | 315 | 279
2017-06-30 11:30 | 307 | 267
2017-06-30 12:00 | 302 | 262
2017-06-30 12:30 | 295 | 256
2017-06-30 13:00 | 304 | 266
2017-06-30 13:30 | 310 | 273
2017-06-30 14:00 | 328 | 293
2017-06-30 14:30 | 343 | 310
2017-06-30 15:00 | 360 | 330
2017-06-30 15:30 | 383 | 355
2017-06-30 16:00 | 406 | 379
2017-06-30 16:30 | 443 | 420
2017-06-30 17:00 | 473 | 453
2017-06-30 17:30 | 485 | 467
2017-06-30 18:00 | 535 | 519
2017-06-30 18:30 | 539 | 523
2017-06-30 19:00 | 518 | 501
2017-06-30 19:30 | 464 | 442
2017-06-30 20:00 | 412 | 386
2017-06-30 20:30 | 438 | 414
2017-06-30 21:00 | 412 | 385
2017-06-30 21:30 | 441 | 417
2017-06-30 22:00 | 424 | 399
2017-06-30 22:30 | 424 | 398
2017-06-30 23:00 | 427 | 402
2017-06-30 23:30 | 400 | 372
2017-07-01 | 385 | 356
2017-07-01 00:30 | 350 | 316
2017-07-01 01:00 | 322 | 284
2017-07-01 01:30 | 321 | 282
2017-07-01 02:00 | 320 | 281
2017-07-01 02:30 | 298 | 248
2017-07-01 03:00 | 301 | 252
2017-07-01 03:30 | 323 | 276
2017-07-01 04:00 | 334 | 288
2017-07-01 04:30 | 326 | 280
2017-07-01 05:00 | 327 | 284
2017-07-01 05:30 | 313 | 268
2017-07-01 06:00 | 333 | 292
2017-07-01 06:30 | 383 | 349
2017-07-01 07:00 | 425 | 400
2017-07-01 07:30 | 437 | 414
2017-07-01 08:00 | 448 | 426
2017-07-01 08:30 | 447 | 425
2017-07-01 09:00 | 452 | 430
2017-07-01 09:30 | 447 | 425
2017-07-01 10:00 | 427 | 403
2017-07-01 10:30 | 404 | 376
2017-07-01 11:00 | 375 | 343
2017-07-01 11:30 | 359 | 326
2017-07-01 12:00 | 361 | 328
2017-07-01 12:30 | 352 | 317
2017-07-01 13:00 | 347 | 313
2017-07-01 13:30 | 352 | 318
2017-07-01 14:00 | 359 | 326
2017-07-01 14:30 | 383 | 352
2017-07-01 15:00 | 389 | 361
2017-07-01 15:30 | 394 | 367
2017-07-01 16:00 | 402 | 376
2017-07-01 16:30 | 437 | 414
2017-07-01 17:00 | 499 | 481
2017-07-01 17:30 | 532 | 512
2017-07-01 18:00 | 589 | 567
2017-07-01 18:30 | 580 | 557
2017-07-01 19:00 | 552 | 527
2017-07-01 19:30 | 481 | 448
2017-07-01 20:00 | 476 | 442
2017-07-01 20:30 | 537 | 509
2017-07-01 21:00 | 506 | 476
2017-07-01 21:30 | 518 | 489
2017-07-01 22:00 | 519 | 490
2017-07-01 22:30 | 503 | 472
2017-07-01 23:00 | 455 | 418
2017-07-01 23:30 | 422 | 392
2017-07-02 | 365 | 336
2017-07-02 00:30 | 344 | 310
2017-07-02 01:00 | 333 | 298
2017-07-02 01:30 | 307 | 268
2017-07-02 02:00 | 289 | 245
2017-07-02 02:30 | 294 | 252
2017-07-02 03:00 | 294 | 252
2017-07-02 03:30 | 307 | 267
2017-07-02 04:00 | 338 | 303
2017-07-02 04:30 | 374 | 344
2017-07-02 05:00 | 397 | 369
2017-07-02 05:30 | 395 | 370
2017-07-02 06:00 | 388 | 362
2017-07-02 06:30 | 439 | 418
2017-07-02 07:00 | 463 | 446
2017-07-02 07:30 | 467 | 452
2017-07-02 08:00 | 477 | 463
2017-07-02 08:30 | 521 | 508
2017-07-02 09:00 | 491 | 477
2017-07-02 09:30 | 438 | 421
2017-07-02 10:00 | 416 | 397
2017-07-02 10:30 | 385 | 364
2017-07-02 11:00 | 384 | 363
2017-07-02 11:30 | 392 | 369
2017-07-02 12:00 | 367 | 341
2017-07-02 12:30 | 362 | 335
2017-07-02 13:00 | 353 | 325
2017-07-02 13:30 | 356 | 329
2017-07-02 14:00 | 369 | 343
2017-07-02 14:30 | 376 | 350
2017-07-02 15:00 | 380 | 355
2017-07-02 15:30 | 411 | 388
2017-07-02 16:00 | 432 | 412
2017-07-02 16:30 | 446 | 427
2017-07-02 17:00 | 454 | 438
2017-07-02 17:30 | 487 | 473
2017-07-02 18:00 | 564 | 555
2017-07-02 18:30 | 555 | 545
2017-07-02 19:00 | 549 | 538
2017-07-02 19:30 | 491 | 477
2017-07-02 20:00 | 472 | 458
2017-07-02 20:30 | 520 | 508
2017-07-02 21:00 | 573 | 563
2017-07-02 21:30 | 519 | 507
2017-07-02 22:00 | 460 | 444
2017-07-02 22:30 | 433 | 415
2017-07-02 23:00 | 423 | 405
2017-07-02 23:30 | 383 | 361
2017-07-03 | 346 | 318
2017-07-03 00:30 | 332 | 300
2017-07-03 01:00 | 328 | 296
2017-07-03 01:30 | 331 | 299
2017-07-03 02:00 | 338 | 306
2017-07-03 02:30 | 348 | 316
2017-07-03 03:00 | 350 | 318
2017-07-03 03:30 | 349 | 318
2017-07-03 04:00 | 368 | 338
2017-07-03 04:30 | 403 | 377
2017-07-03 05:00 | 433 | 406
2017-07-03 05:30 | 446 | 422
2017-07-03 06:00 | 437 | 413
2017-07-03 06:30 | 484 | 464
2017-07-03 07:00 | 533 | 518
2017-07-03 07:30 | 577 | 565
2017-07-03 08:00 | 632 | 622
2017-07-03 08:30 | 649 | 640
2017-07-03 09:00 | 621 | 610
2017-07-03 09:30 | 578 | 565
2017-07-03 10:00 | 543 | 529
2017-07-03 10:30 | 542 | 527
2017-07-03 11:00 | 517 | 501
2017-07-03 11:30 | 504 | 487
2017-07-03 12:00 | 479 | 461
2017-07-03 12:30 | 487 | 468
2017-07-03 13:00 | 507 | 490
2017-07-03 13:30 | 505 | 491
2017-07-03 14:00 | 529 | 518
2017-07-03 14:30 | 498 | 486
2017-07-03 15:00 | 486 | 473
2017-07-03 15:30 | 504 | 492
2017-07-03 16:00 | 525 | 513
2017-07-03 16:30 | 524 | 512
2017-07-03 17:00 | 540 | 530
2017-07-03 17:30 | 514 | 502
2017-07-03 18:00 | 543 | 533
2017-07-03 18:30 | 548 | 535
2017-07-03 19:00 | 534 | 519
2017-07-03 19:30 | 485 | 467
2017-07-03 20:00 | 506 | 490
2017-07-03 20:30 | 550 | 536
2017-07-03 21:00 | 526 | 511
2017-07-03 21:30 | 493 | 476
2017-07-03 22:00 | 479 | 461
2017-07-03 22:30 | 459 | 438
2017-07-03 23:00 | 416 | 392
2017-07-03 23:30 | 365 | 334
2017-07-04 | 318 | 280
2017-07-04 00:30 | 326 | 289
2017-07-04 01:00 | 296 | 254
2017-07-04 01:30 | 287 | 242
2017-07-04 02:00 | 297 | 253
2017-07-04 02:30 | 285 | 239
2017-07-04 03:00 | 280 | 233
2017-07-04 03:30 | 270 | 221
2017-07-04 04:00 | 299 | 255
2017-07-04 04:30 | 306 | 264
2017-07-04 05:00 | 347 | 311
2017-07-04 05:30 | 360 | 327
2017-07-04 06:00 | 357 | 324
2017-07-04 06:30 | 419 | 394
2017-07-04 07:00 | 455 | 433
2017-07-04 07:30 | 484 | 466
2017-07-04 08:00 | 515 | 499
2017-07-04 08:30 | 526 | 510
2017-07-04 09:00 | 494 | 476
2017-07-04 09:30 | 471 | 451
2017-07-04 10:00 | 462 | 442
2017-07-04 10:30 | 423 | 399
2017-07-04 11:00 | 434 | 411
2017-07-04 11:30 | 433 | 410
2017-07-04 12:00 | 442 | 420
2017-07-04 12:30 | 440 | 418
2017-07-04 13:00 | 434 | 411
2017-07-04 13:30 | 446 | 424
2017-07-04 14:00 | 453 | 432
2017-07-04 14:30 | 495 | 478
2017-07-04 15:00 | 504 | 486
2017-07-04 15:30 | 514 | 497
2017-07-04 16:00 | 511 | 494
2017-07-04 16:30 | 545 | 530
2017-07-04 17:00 | 557 | 544
2017-07-04 17:30 | 590 | 578
2017-07-04 18:00 | 670 | 662
2017-07-04 18:30 | 648 | 639
2017-07-04 19:00 | 588 | 575
2017-07-04 19:30 | 551 | 536
2017-07-04 20:00 | 556 | 541
2017-07-04 20:30 | 533 | 516
2017-07-04 21:00 | 522 | 505
2017-07-04 21:30 | 524 | 506
2017-07-04 22:00 | 516 | 499
2017-07-04 22:30 | 483 | 463
2017-07-04 23:00 | 453 | 431
2017-07-04 23:30 | 412 | 386
2017-07-05 | 366 | 336
2017-07-05 00:30 | 392 | 364
2017-07-05 01:00 | 401 | 373
2017-07-05 01:30 | 373 | 340
2017-07-05 02:00 | 347 | 311
2017-07-05 02:30 | 347 | 311
2017-07-05 03:00 | 365 | 331
2017-07-05 03:30 | 362 | 328
2017-07-05 04:00 | 403 | 373
2017-07-05 04:30 | 379 | 346
2017-07-05 05:00 | 374 | 341
2017-07-05 05:30 | 388 | 358
2017-07-05 06:00 | 392 | 362
2017-07-05 06:30 | 450 | 427
2017-07-05 07:00 | 516 | 499
2017-07-05 07:30 | 525 | 510
2017-07-05 08:00 | 538 | 524
2017-07-05 08:30 | 536 | 521
2017-07-05 09:00 | 586 | 574
2017-07-05 09:30 | 587 | 573
2017-07-05 10:00 | 586 | 572
2017-07-05 10:30 | 566 | 551
2017-07-05 11:00 | 561 | 545
2017-07-05 11:30 | 533 | 516
2017-07-05 12:00 | 521 | 501
2017-07-05 12:30 | 522 | 502
2017-07-05 13:00 | 522 | 502
2017-07-05 13:30 | 526 | 506
2017-07-05 14:00 | 530 | 510
2017-07-05 14:30 | 553 | 535
2017-07-05 15:00 | 571 | 555
2017-07-05 15:30 | 562 | 545
2017-07-05 16:00 | 539 | 520
2017-07-05 16:30 | 531 | 511
2017-07-05 17:00 | 526 | 506
2017-07-05 17:30 | 581 | 565
2017-07-05 18:00 | 551 | 534
2017-07-05 18:30 | 518 | 499
2017-07-05 19:00 | 512 | 492
2017-07-05 19:30 | 504 | 488
2017-07-05 20:00 | 515 | 499
2017-07-05 20:30 | 518 | 503
2017-07-05 21:00 | 495 | 478
2017-07-05 21:30 | 473 | 454
2017-07-05 22:00 | 457 | 436
2017-07-05 22:30 | 401 | 375
2017-07-05 23:00 | 386 | 359
2017-07-05 23:30 | 370 | 342
2017-07-06 | 358 | 327
2017-07-06 00:30 | 327 | 290
2017-07-06 01:00 | 295 | 251
2017-07-06 01:30 | 275 | 230
2017-07-06 02:00 | 278 | 228
2017-07-06 02:30 | 285 | 234
2017-07-06 03:00 | 285 | 235
2017-07-06 03:30 | 284 | 234
2017-07-06 04:00 | 285 | 236
2017-07-06 04:30 | 303 | 257
2017-07-06 05:00 | 298 | 253
2017-07-06 05:30 | 313 | 273
2017-07-06 06:00 | 343 | 307
2017-07-06 06:30 | 405 | 377
2017-07-06 07:00 | 439 | 415
2017-07-06 07:30 | 451 | 429
2017-07-06 08:00 | 446 | 423
2017-07-06 08:30 | 443 | 421
2017-07-06 09:00 | 438 | 415
2017-07-06 09:30 | 429 | 405
2017-07-06 10:00 | 409 | 384
2017-07-06 10:30 | 393 | 366
2017-07-06 11:00 | 385 | 357
2017-07-06 11:30 | 386 | 358
2017-07-06 12:00 | 394 | 367
2017-07-06 12:30 | 392 | 365
2017-07-06 13:00 | 393 | 365
2017-07-06 13:30 | 404 | 378
2017-07-06 14:00 | 409 | 383
2017-07-06 14:30 | 443 | 421
2017-07-06 15:00 | 432 | 409
2017-07-06 15:30 | 432 | 409
2017-07-06 16:00 | 435 | 412
2017-07-06 16:30 | 448 | 427
2017-07-06 17:00 | 462 | 442
2017-07-06 17:30 | 486 | 468
2017-07-06 18:00 | 480 | 462
2017-07-06 18:30 | 436 | 415
2017-07-06 19:00 | 465 | 445
2017-07-06 19:30 | 491 | 473
2017-07-06 20:00 | 495 | 476
2017-07-06 20:30 | 523 | 506
2017-07-06 21:00 | 523 | 507
2017-07-06 21:30 | 516 | 497
2017-07-06 22:00 | 495 | 475
2017-07-06 22:30 | 474 | 452
2017-07-06 23:00 | 409 | 381
2017-07-06 23:30 | 369 | 337
2017-07-07 | 327 | 289
2017-07-07 00:30 | 324 | 286
2017-07-07 01:00 | 317 | 277
2017-07-07 01:30 | 339 | 302
2017-07-07 02:00 | 350 | 311
2017-07-07 02:30 | 322 | 278
2017-07-07 03:00 | 336 | 294
2017-07-07 03:30 | 334 | 291
2017-07-07 04:00 | 335 | 294
2017-07-07 04:30 | 351 | 311
2017-07-07 05:00 | 369 | 332
2017-07-07 05:30 | 377 | 345
2017-07-07 06:00 | 381 | 349
2017-07-07 06:30 | 423 | 396
2017-07-07 07:00 | 479 | 457
2017-07-07 07:30 | 500 | 480
2017-07-07 08:00 | 588 | 573
2017-07-07 08:30 | 617 | 595
2017-07-07 09:00 | 605 | 584
2017-07-07 09:30 | 619 | 599
2017-07-07 10:00 | 585 | 561
2017-07-07 10:30 | 544 | 517
2017-07-07 11:00 | 536 | 507
2017-07-07 11:30 | 526 | 497
2017-07-07 12:00 | 516 | 486
2017-07-07 12:30 | 512 | 482
2017-07-07 13:00 | 481 | 463
2017-07-07 13:30 | 496 | 478
2017-07-07 14:00 | 498 | 481
2017-07-07 14:30 | 536 | 521
2017-07-07 15:00 | 527 | 511
2017-07-07 15:30 | 529 | 513
2017-07-07 16:00 | 538 | 522
2017-07-07 16:30 | 548 | 533
2017-07-07 17:00 | 579 | 565
2017-07-07 17:30 | 591 | 579
2017-07-07 18:00 | 597 | 585
2017-07-07 18:30 | 586 | 573
2017-07-07 19:00 | 558 | 544
2017-07-07 19:30 | 549 | 534
2017-07-07 20:00 | 551 | 536
2017-07-07 20:30 | 568 | 554
2017-07-07 21:00 | 564 | 549
2017-07-07 21:30 | 546 | 531
2017-07-07 22:00 | 539 | 523
2017-07-07 22:30 | 536 | 520
2017-07-07 23:00 | 542 | 526
2017-07-07 23:30 | 518 | 500
2017-07-08 | 501 | 480
2017-07-08 00:30 | 490 | 466
2017-07-08 01:00 | 436 | 406
2017-07-08 01:30 | 374 | 336
2017-07-08 02:00 | 362 | 322
2017-07-08 02:30 | 365 | 326
2017-07-08 03:00 | 364 | 325
2017-07-08 03:30 | 357 | 317
2017-07-08 04:00 | 322 | 277
2017-07-08 04:30 | 321 | 275
2017-07-08 05:00 | 341 | 299
2017-07-08 05:30 | 343 | 301
2017-07-08 06:00 | 366 | 327
2017-07-08 06:30 | 385 | 349
2017-07-08 07:00 | 431 | 400
2017-07-08 07:30 | 481 | 455
2017-07-08 08:00 | 483 | 458
2017-07-08 08:30 | 493 | 468
2017-07-08 09:00 | 494 | 470
2017-07-08 09:30 | 480 | 454
2017-07-08 10:00 | 449 | 421
2017-07-08 10:30 | 437 | 407
2017-07-08 11:00 | 387 | 352
2017-07-08 11:30 | 363 | 325
2017-07-08 12:00 | 357 | 318
2017-07-08 12:30 | 362 | 323
2017-07-08 13:00 | 357 | 317
2017-07-08 13:30 | 363 | 324
2017-07-08 14:00 | 376 | 339
2017-07-08 14:30 | 402 | 367
2017-07-08 15:00 | 401 | 366
2017-07-08 15:30 | 403 | 368
2017-07-08 16:00 | 395 | 359
2017-07-08 16:30 | 455 | 427
2017-07-08 17:00 | 492 | 469
2017-07-08 17:30 | 532 | 511
2017-07-08 18:00 | 536 | 516
2017-07-08 18:30 | 523 | 502
2017-07-08 19:00 | 513 | 491
2017-07-08 19:30 | 520 | 498
2017-07-08 20:00 | 511 | 488
2017-07-08 20:30 | 492 | 469
2017-07-08 21:00 | 506 | 484
2017-07-08 21:30 | 508 | 486
2017-07-08 22:00 | 507 | 486
2017-07-08 22:30 | 513 | 492
2017-07-08 23:00 | 487 | 463
2017-07-08 23:30 | 484 | 460
2017-07-09 | 467 | 442
2017-07-09 00:30 | 436 | 408
2017-07-09 01:00 | 432 | 402
2017-07-09 01:30 | 417 | 385
2017-07-09 02:00 | 396 | 363
2017-07-09 02:30 | 398 | 365
2017-07-09 03:00 | 399 | 366
2017-07-09 03:30 | 385 | 349
2017-07-09 04:00 | 378 | 341
2017-07-09 04:30 | 395 | 361
2017-07-09 05:00 | 414 | 382
2017-07-09 05:30 | 420 | 389
2017-07-09 06:00 | 448 | 420
2017-07-09 06:30 | 478 | 453
2017-07-09 07:00 | 493 | 469
2017-07-09 07:30 | 508 | 486
2017-07-09 08:00 | 502 | 479
2017-07-09 08:30 | 502 | 478
2017-07-09 09:00 | 507 | 485
2017-07-09 09:30 | 495 | 471
2017-07-09 10:00 | 468 | 442
2017-07-09 10:30 | 452 | 425
2017-07-09 11:00 | 436 | 407
2017-07-09 11:30 | 415 | 384
2017-07-09 12:00 | 400 | 368
2017-07-09 12:30 | 411 | 379
2017-07-09 13:00 | 409 | 377
2017-07-09 13:30 | 400 | 367
2017-07-09 14:00 | 427 | 398
2017-07-09 14:30 | 446 | 419
2017-07-09 15:00 | 471 | 446
2017-07-09 15:30 | 493 | 470
2017-07-09 16:00 | 494 | 472
2017-07-09 16:30 | 498 | 475
2017-07-09 17:00 | 518 | 497
2017-07-09 17:30 | 584 | 562
2017-07-09 18:00 | 601 | 573
2017-07-09 18:30 | 590 | 561
2017-07-09 19:00 | 579 | 549
2017-07-09 19:30 | 561 | 529
2017-07-09 20:00 | 570 | 538
2017-07-09 20:30 | 589 | 559
2017-07-09 21:00 | 565 | 533
2017-07-09 21:30 | 554 | 521
2017-07-09 22:00 | 554 | 526
2017-07-09 22:30 | 520 | 499
2017-07-09 23:00 | 486 | 462
2017-07-09 23:30 | 467 | 441
2017-07-10 | 427 | 396
2017-07-10 00:30 | 399 | 366
2017-07-10 01:00 | 379 | 343
2017-07-10 01:30 | 365 | 327
2017-07-10 02:00 | 331 | 287
2017-07-10 02:30 | 303 | 253
2017-07-10 03:00 | 297 | 245
2017-07-10 03:30 | 302 | 251
2017-07-10 04:00 | 298 | 246
2017-07-10 04:30 | 334 | 291
2017-07-10 05:00 | 360 | 320
2017-07-10 05:30 | 386 | 350
2017-07-10 06:00 | 418 | 386
2017-07-10 06:30 | 497 | 473
2017-07-10 07:00 | 532 | 512
2017-07-10 07:30 | 559 | 541
2017-07-10 08:00 | 586 | 571
2017-07-10 08:30 | 577 | 562
2017-07-10 09:00 | 554 | 537
2017-07-10 09:30 | 543 | 526
2017-07-10 10:00 | 503 | 484
2017-07-10 10:30 | 486 | 466
2017-07-10 11:00 | 471 | 449
2017-07-10 11:30 | 474 | 452
2017-07-10 12:00 | 476 | 454
2017-07-10 12:30 | 473 | 450
2017-07-10 13:00 | 478 | 456
2017-07-10 13:30 | 476 | 454
2017-07-10 14:00 | 472 | 449
2017-07-10 14:30 | 502 | 481
2017-07-10 15:00 | 515 | 496
2017-07-10 15:30 | 497 | 476
2017-07-10 16:00 | 515 | 495
2017-07-10 16:30 | 529 | 510
2017-07-10 17:00 | 581 | 566
2017-07-10 17:30 | 582 | 567
2017-07-10 18:00 | 598 | 584
2017-07-10 18:30 | 591 | 576
2017-07-10 19:00 | 562 | 546
2017-07-10 19:30 | 515 | 495
2017-07-10 20:00 | 519 | 499
2017-07-10 20:30 | 520 | 500
2017-07-10 21:00 | 526 | 506
2017-07-10 21:30 | 530 | 511
2017-07-10 22:00 | 532 | 513
2017-07-10 22:30 | 522 | 502
2017-07-10 23:00 | 446 | 421
2017-07-10 23:30 | 430 | 402
2017-07-11 | 409 | 379
2017-07-11 00:30 | 417 | 388
2017-07-11 01:00 | 416 | 385
2017-07-11 01:30 | 382 | 347
2017-07-11 02:00 | 363 | 326
2017-07-11 02:30 | 349 | 311
2017-07-11 03:00 | 345 | 305
2017-07-11 03:30 | 323 | 279
2017-07-11 04:00 | 322 | 277
2017-07-11 04:30 | 311 | 262
2017-07-11 05:00 | 323 | 277
2017-07-11 05:30 | 336 | 293
2017-07-11 06:00 | 373 | 336
2017-07-11 06:30 | 423 | 393
2017-07-11 07:00 | 471 | 447
2017-07-11 07:30 | 514 | 492
2017-07-11 08:00 | 539 | 520
2017-07-11 08:30 | 532 | 513
2017-07-11 09:00 | 513 | 492
2017-07-11 09:30 | 492 | 468
2017-07-11 10:00 | 483 | 458
2017-07-11 10:30 | 463 | 436
2017-07-11 11:00 | 477 | 452
2017-07-11 11:30 | 458 | 431
2017-07-11 12:00 | 458 | 432
2017-07-11 12:30 | 459 | 432
2017-07-11 13:00 | 459 | 432
2017-07-11 13:30 | 459 | 432
2017-07-11 14:00 | 481 | 457
2017-07-11 14:30 | 506 | 484
2017-07-11 15:00 | 529 | 502
2017-07-11 15:30 | 532 | 497
2017-07-11 16:00 | 535 | 502
2017-07-11 16:30 | 557 | 527
2017-07-11 17:00 | 577 | 549
2017-07-11 17:30 | 599 | 574
2017-07-11 18:00 | 668 | 648
2017-07-11 18:30 | 668 | 651
2017-07-11 19:00 | 610 | 586
2017-07-11 19:30 | 566 | 537
2017-07-11 20:00 | 569 | 539
2017-07-11 20:30 | 563 | 533
2017-07-11 21:00 | 557 | 526
2017-07-11 21:30 | 523 | 501
2017-07-11 22:00 | 518 | 497
2017-07-11 22:30 | 485 | 462
2017-07-11 23:00 | 428 | 399
2017-07-11 23:30 | 412 | 381
2017-07-12 | 391 | 357
2017-07-12 00:30 | 393 | 360
2017-07-12 01:00 | 389 | 355
2017-07-12 01:30 | 353 | 314
2017-07-12 02:00 | 350 | 311
2017-07-12 02:30 | 348 | 307
2017-07-12 03:00 | 335 | 290
2017-07-12 03:30 | 340 | 297
2017-07-12 04:00 | 333 | 288
2017-07-12 04:30 | 351 | 309
2017-07-12 05:00 | 379 | 341
2017-07-12 05:30 | 404 | 371
2017-07-12 06:00 | 419 | 389
2017-07-12 06:30 | 500 | 476
2017-07-12 07:00 | 554 | 522
2017-07-12 07:30 | 590 | 562
2017-07-12 08:00 | 591 | 565
2017-07-12 08:30 | 567 | 538
2017-07-12 09:00 | 516 | 481
2017-07-12 09:30 | 527 | 492
2017-07-12 10:00 | 512 | 476
2017-07-12 10:30 | 490 | 451
2017-07-12 11:00 | 460 | 416
2017-07-12 11:30 | 442 | 396
2017-07-12 12:00 | 448 | 402
2017-07-12 12:30 | 459 | 415
2017-07-12 13:00 | 464 | 420
2017-07-12 13:30 | 469 | 425
2017-07-12 14:00 | 482 | 440
2017-07-12 14:30 | 502 | 463
2017-07-12 15:00 | 511 | 474
2017-07-12 15:30 | 525 | 490
2017-07-12 16:00 | 526 | 491
2017-07-12 16:30 | 534 | 499
2017-07-12 17:00 | 555 | 524
2017-07-12 17:30 | 573 | 544
2017-07-12 18:00 | 584 | 558
2017-07-12 18:30 | 551 | 521
2017-07-12 19:00 | 550 | 520
2017-07-12 19:30 | 550 | 519
2017-07-12 20:00 | 544 | 512
2017-07-12 20:30 | 553 | 522
2017-07-12 21:00 | 550 | 518
2017-07-12 21:30 | 535 | 501
2017-07-12 22:00 | 524 | 492
2017-07-12 22:30 | 485 | 461
2017-07-12 23:00 | 476 | 452
2017-07-12 23:30 | 460 | 435
2017-07-13 | 435 | 407
2017-07-13 00:30 | 401 | 370
2017-07-13 01:00 | 368 | 331
2017-07-13 01:30 | 345 | 306
2017-07-13 02:00 | 330 | 286
2017-07-13 02:30 | 319 | 274
2017-07-13 03:00 | 315 | 270
2017-07-13 03:30 | 349 | 309
2017-07-13 04:00 | 319 | 275
2017-07-13 04:30 | 327 | 283
2017-07-13 05:00 | 353 | 315
2017-07-13 05:30 | 372 | 336
2017-07-13 06:00 | 380 | 345
2017-07-13 06:30 | 434 | 406
2017-07-13 07:00 | 455 | 429
2017-07-13 07:30 | 472 | 447
2017-07-13 08:00 | 482 | 458
2017-07-13 08:30 | 461 | 435
2017-07-13 09:00 | 438 | 418
2017-07-13 09:30 | 466 | 449
2017-07-13 10:00 | 443 | 422
2017-07-13 10:30 | 402 | 378
2017-07-13 11:00 | 378 | 351
2017-07-13 11:30 | 352 | 322
2017-07-13 12:00 | 340 | 309
2017-07-13 12:30 | 356 | 327
2017-07-13 13:00 | 372 | 345
2017-07-13 13:30 | 409 | 386
2017-07-13 14:00 | 423 | 402
2017-07-13 14:30 | 444 | 404
2017-07-13 15:00 | 431 | 389
2017-07-13 15:30 | 449 | 410
2017-07-13 16:00 | 469 | 432
2017-07-13 16:30 | 472 | 436
2017-07-13 17:00 | 517 | 482
2017-07-13 17:30 | 525 | 491
2017-07-13 18:00 | 528 | 495
2017-07-13 18:30 | 513 | 477
2017-07-13 19:00 | 513 | 475
2017-07-13 19:30 | 493 | 452
2017-07-13 20:00 | 526 | 489
2017-07-13 20:30 | 527 | 491
2017-07-13 21:00 | 508 | 468
2017-07-13 21:30 | 505 | 464
2017-07-13 22:00 | 500 | 458
2017-07-13 22:30 | 465 | 419
2017-07-13 23:00 | 444 | 394
2017-07-13 23:30 | 425 | 381
2017-07-14 | 384 | 347
2017-07-14 00:30 | 330 | 286
2017-07-14 01:00 | 336 | 292
2017-07-14 01:30 | 329 | 283
2017-07-14 02:00 | 348 | 306
2017-07-14 02:30 | 323 | 276
2017-07-14 03:00 | 316 | 269
2017-07-14 03:30 | 309 | 259
2017-07-14 04:00 | 321 | 269
2017-07-14 04:30 | 338 | 288
2017-07-14 05:00 | 329 | 279
2017-07-14 05:30 | 390 | 350
2017-07-14 06:00 | 411 | 375
2017-07-14 06:30 | 439 | 407
2017-07-14 07:00 | 491 | 464
2017-07-14 07:30 | 544 | 522
2017-07-14 08:00 | 549 | 528
2017-07-14 08:30 | 554 | 534
2017-07-14 09:00 | 546 | 526
2017-07-14 09:30 | 531 | 511
2017-07-14 10:00 | 500 | 477
2017-07-14 10:30 | 484 | 460
2017-07-14 11:00 | 484 | 459
2017-07-14 11:30 | 476 | 451
2017-07-14 12:00 | 462 | 436
2017-07-14 12:30 | 457 | 430
2017-07-14 13:00 | 469 | 444
2017-07-14 13:30 | 485 | 461
2017-07-14 14:00 | 491 | 467
2017-07-14 14:30 | 487 | 463
2017-07-14 15:00 | 487 | 463
2017-07-14 15:30 | 504 | 481
2017-07-14 16:00 | 511 | 489
2017-07-14 16:30 | 507 | 485
2017-07-14 17:00 | 509 | 486
2017-07-14 17:30 | 532 | 512
2017-07-14 18:00 | 534 | 513
2017-07-14 18:30 | 528 | 507
2017-07-14 19:00 | 519 | 497
2017-07-14 19:30 | 522 | 500
2017-07-14 20:00 | 526 | 504
2017-07-14 20:30 | 524 | 502
2017-07-14 21:00 | 499 | 476
2017-07-14 21:30 | 529 | 508
2017-07-14 22:00 | 549 | 529
2017-07-14 22:30 | 511 | 488
2017-07-14 23:00 | 497 | 474
2017-07-14 23:30 | 505 | 482
2017-07-15 | 485 | 461
2017-07-15 00:30 | 430 | 400
2017-07-15 01:00 | 402 | 368
2017-07-15 01:30 | 411 | 375
2017-07-15 02:00 | 402 | 364
2017-07-15 02:30 | 395 | 355
2017-07-15 03:00 | 389 | 348
2017-07-15 03:30 | 379 | 338
2017-07-15 04:00 | 388 | 347
2017-07-15 04:30 | 396 | 357
2017-07-15 05:00 | 412 | 376
2017-07-15 05:30 | 429 | 395
2017-07-15 06:00 | 432 | 398
2017-07-15 06:30 | 474 | 445
2017-07-15 07:00 | 479 | 451
2017-07-15 07:30 | 491 | 464
2017-07-15 08:00 | 515 | 489
2017-07-15 08:30 | 510 | 484
2017-07-15 09:00 | 510 | 483
2017-07-15 09:30 | 506 | 479
2017-07-15 10:00 | 503 | 475
2017-07-15 10:30 | 497 | 470
2017-07-15 11:00 | 460 | 428
2017-07-15 11:30 | 422 | 387
2017-07-15 12:00 | 420 | 384
2017-07-15 12:30 | 423 | 388
2017-07-15 13:00 | 418 | 382
2017-07-15 13:30 | 421 | 385
2017-07-15 14:00 | 415 | 379
2017-07-15 14:30 | 429 | 395
2017-07-15 15:00 | 434 | 400
2017-07-15 15:30 | 443 | 410
2017-07-15 16:00 | 466 | 436
2017-07-15 16:30 | 508 | 482
2017-07-15 17:00 | 535 | 513
2017-07-15 17:30 | 573 | 553
2017-07-15 18:00 | 569 | 550
2017-07-15 18:30 | 556 | 535
2017-07-15 19:00 | 558 | 538
2017-07-15 19:30 | 570 | 551
2017-07-15 20:00 | 556 | 535
2017-07-15 20:30 | 577 | 558
2017-07-15 21:00 | 573 | 554
2017-07-15 21:30 | 549 | 530
2017-07-15 22:00 | 529 | 508
2017-07-15 22:30 | 505 | 482
2017-07-15 23:00 | 482 | 457
2017-07-15 23:30 | 464 | 434
2017-07-16 | 452 | 422
2017-07-16 00:30 | 467 | 438
2017-07-16 01:00 | 443 | 412
2017-07-16 01:30 | 419 | 385
2017-07-16 02:00 | 451 | 421
2017-07-16 02:30 | 423 | 389
2017-07-16 03:00 | 388 | 350
2017-07-16 03:30 | 365 | 323
2017-07-16 04:00 | 369 | 327
2017-07-16 04:30 | 389 | 350
2017-07-16 05:00 | 382 | 342
2017-07-16 05:30 | 377 | 336
2017-07-16 06:00 | 379 | 338
2017-07-16 06:30 | 385 | 346
2017-07-16 07:00 | 372 | 331
2017-07-16 07:30 | 403 | 367
2017-07-16 08:00 | 438 | 406
2017-07-16 08:30 | 491 | 464
2017-07-16 09:00 | 522 | 497
2017-07-16 09:30 | 509 | 484
2017-07-16 10:00 | 513 | 488
2017-07-16 10:30 | 492 | 465
2017-07-16 11:00 | 466 | 436
2017-07-16 11:30 | 456 | 425
2017-07-16 12:00 | 439 | 406
2017-07-16 12:30 | 437 | 404
2017-07-16 13:00 | 445 | 414
2017-07-16 13:30 | 455 | 425
2017-07-16 14:00 | 455 | 424
2017-07-16 14:30 | 457 | 427
2017-07-16 15:00 | 456 | 426
2017-07-16 15:30 | 467 | 437
2017-07-16 16:00 | 494 | 467
2017-07-16 16:30 | 509 | 483
2017-07-16 17:00 | 543 | 521
2017-07-16 17:30 | 602 | 586
2017-07-16 18:00 | 600 | 583
2017-07-16 18:30 | 581 | 563
2017-07-16 19:00 | 569 | 549
2017-07-16 19:30 | 593 | 577
2017-07-16 20:00 | 595 | 580
2017-07-16 20:30 | 605 | 590
2017-07-16 21:00 | 597 | 581
2017-07-16 21:30 | 582 | 566
2017-07-16 22:00 | 584 | 568
2017-07-16 22:30 | 583 | 567
2017-07-16 23:00 | 571 | 555
2017-07-16 23:30 | 541 | 522
2017-07-17 | 508 | 488
2017-07-17 00:30 | 468 | 444
2017-07-17 01:00 | 417 | 388
2017-07-17 01:30 | 379 | 345
2017-07-17 02:00 | 372 | 336
2017-07-17 02:30 | 372 | 336
2017-07-17 03:00 | 364 | 328
2017-07-17 03:30 | 353 | 314
2017-07-17 04:00 | 343 | 302
2017-07-17 04:30 | 331 | 288
2017-07-17 05:00 | 380 | 345
2017-07-17 05:30 | 444 | 416
2017-07-17 06:00 | 488 | 464
2017-07-17 06:30 | 528 | 509
2017-07-17 07:00 | 576 | 562
2017-07-17 07:30 | 598 | 584
2017-07-17 08:00 | 611 | 598
2017-07-17 08:30 | 619 | 607
2017-07-17 09:00 | 622 | 610
2017-07-17 09:30 | 615 | 602
2017-07-17 10:00 | 600 | 586
2017-07-17 10:30 | 581 | 566
2017-07-17 11:00 | 577 | 563
2017-07-17 11:30 | 553 | 537
2017-07-17 12:00 | 544 | 527
2017-07-17 12:30 | 518 | 499
2017-07-17 13:00 | 502 | 481
2017-07-17 13:30 | 506 | 486
2017-07-17 14:00 | 499 | 479
2017-07-17 14:30 | 506 | 486
2017-07-17 15:00 | 493 | 473
2017-07-17 15:30 | 527 | 508
2017-07-17 16:00 | 527 | 509
2017-07-17 16:30 | 514 | 495
2017-07-17 17:00 | 545 | 528
2017-07-17 17:30 | 562 | 546
2017-07-17 18:00 | 564 | 549
2017-07-17 18:30 | 558 | 541
2017-07-17 19:00 | 540 | 523
2017-07-17 19:30 | 543 | 526
2017-07-17 20:00 | 526 | 507
2017-07-17 20:30 | 522 | 504
2017-07-17 21:00 | 516 | 496
2017-07-17 21:30 | 502 | 482
2017-07-17 22:00 | 505 | 484
2017-07-17 22:30 | 511 | 491
2017-07-17 23:00 | 478 | 455
2017-07-17 23:30 | 470 | 445
2017-07-18 | 437 | 409
2017-07-18 00:30 | 440 | 413
2017-07-18 01:00 | 442 | 417
2017-07-18 01:30 | 421 | 393
2017-07-18 02:00 | 383 | 352
2017-07-18 02:30 | 356 | 319
2017-07-18 03:00 | 382 | 348
2017-07-18 03:30 | 374 | 340
2017-07-18 04:00 | 369 | 334
2017-07-18 04:30 | 391 | 358
2017-07-18 05:00 | 419 | 389
2017-07-18 05:30 | 460 | 437
2017-07-18 06:00 | 462 | 440
2017-07-18 06:30 | 531 | 514
2017-07-18 07:00 | 577 | 563
2017-07-18 07:30 | 578 | 564
2017-07-18 08:00 | 565 | 550
2017-07-18 08:30 | 553 | 537
2017-07-18 09:00 | 532 | 515
2017-07-18 09:30 | 514 | 501
2017-07-18 10:00 | 485 | 470
2017-07-18 10:30 | 473 | 458
2017-07-18 11:00 | 465 | 448
2017-07-18 11:30 | 454 | 437
2017-07-18 12:00 | 448 | 429
2017-07-18 12:30 | 437 | 418
2017-07-18 13:00 | 430 | 410
2017-07-18 13:30 | 424 | 404
2017-07-18 14:00 | 405 | 383
2017-07-18 14:30 | 436 | 412
2017-07-18 15:00 | 449 | 425
2017-07-18 15:30 | 465 | 443
2017-07-18 16:00 | 490 | 470
2017-07-18 16:30 | 491 | 471
2017-07-18 17:00 | 510 | 492
2017-07-18 17:30 | 520 | 502
2017-07-18 18:00 | 545 | 529
2017-07-18 18:30 | 521 | 503
2017-07-18 19:00 | 505 | 486
2017-07-18 19:30 | 485 | 465
2017-07-18 20:00 | 488 | 467
2017-07-18 20:30 | 482 | 460
2017-07-18 21:00 | 468 | 446
2017-07-18 21:30 | 469 | 446
2017-07-18 22:00 | 478 | 456
2017-07-18 22:30 | 473 | 451
2017-07-18 23:00 | 448 | 423
2017-07-18 23:30 | 447 | 423
2017-07-19 | 445 | 421
2017-07-19 00:30 | 451 | 427
2017-07-19 01:00 | 431 | 403
2017-07-19 01:30 | 421 | 392
2017-07-19 02:00 | 400 | 368
2017-07-19 02:30 | 393 | 361
2017-07-19 03:00 | 380 | 346
2017-07-19 03:30 | 343 | 303
2017-07-19 04:00 | 332 | 288
2017-07-19 04:30 | 335 | 292
2017-07-19 05:00 | 345 | 303
2017-07-19 05:30 | 416 | 387
2017-07-19 06:00 | 451 | 426
2017-07-19 06:30 | 510 | 489
2017-07-19 07:00 | 563 | 546
2017-07-19 07:30 | 539 | 522
2017-07-19 08:00 | 557 | 540
2017-07-19 08:30 | 557 | 540
2017-07-19 09:00 | 544 | 526
2017-07-19 09:30 | 523 | 504
2017-07-19 10:00 | 526 | 507
2017-07-19 10:30 | 522 | 503
2017-07-19 11:00 | 517 | 497
2017-07-19 11:30 | 522 | 491
2017-07-19 12:00 | 514 | 480
2017-07-19 12:30 | 484 | 456
2017-07-19 13:00 | 475 | 452
2017-07-19 13:30 | 488 | 466
2017-07-19 14:00 | 470 | 446
2017-07-19 14:30 | 463 | 439
2017-07-19 15:00 | 469 | 445
2017-07-19 15:30 | 484 | 462
2017-07-19 16:00 | 498 | 478
2017-07-19 16:30 | 514 | 494
2017-07-19 17:00 | 517 | 497
2017-07-19 17:30 | 547 | 524
2017-07-19 18:00 | 570 | 546
2017-07-19 18:30 | 576 | 551
2017-07-19 19:00 | 565 | 539
2017-07-19 19:30 | 562 | 536
2017-07-19 20:00 | 562 | 536
2017-07-19 20:30 | 561 | 535
2017-07-19 21:00 | 525 | 495
2017-07-19 21:30 | 519 | 489
2017-07-19 22:00 | 521 | 491
2017-07-19 22:30 | 515 | 485
2017-07-19 23:00 | 482 | 454
2017-07-19 23:30 | 453 | 433
2017-07-20 | 425 | 403
2017-07-20 00:30 | 440 | 418
2017-07-20 01:00 | 425 | 402
2017-07-20 01:30 | 372 | 345
2017-07-20 02:00 | 385 | 358
2017-07-20 02:30 | 371 | 340
2017-07-20 03:00 | 381 | 352
2017-07-20 03:30 | 393 | 365
2017-07-20 04:00 | 397 | 369
2017-07-20 04:30 | 380 | 351
2017-07-20 05:00 | 393 | 366
2017-07-20 05:30 | 428 | 404
2017-07-20 06:00 | 446 | 424
2017-07-20 06:30 | 547 | 533
2017-07-20 07:00 | 617 | 607
2017-07-20 07:30 | 624 | 615
2017-07-20 08:00 | 613 | 603
2017-07-20 08:30 | 614 | 605
2017-07-20 09:00 | 605 | 596
2017-07-20 09:30 | 597 | 587
2017-07-20 10:00 | 577 | 566
2017-07-20 10:30 | 584 | 574
2017-07-20 11:00 | 586 | 576
2017-07-20 11:30 | 567 | 556
2017-07-20 12:00 | 559 | 548
2017-07-20 12:30 | 549 | 537
2017-07-20 13:00 | 562 | 550
2017-07-20 13:30 | 582 | 572
2017-07-20 14:00 | 542 | 529
2017-07-20 14:30 | 559 | 547
2017-07-20 15:00 | 586 | 576
2017-07-20 15:30 | 612 | 602
2017-07-20 16:00 | 682 | 673
2017-07-20 16:30 | 669 | 654
2017-07-20 17:00 | 674 | 659
2017-07-20 17:30 | 678 | 664
2017-07-20 18:00 | 688 | 675
2017-07-20 18:30 | 674 | 659
2017-07-20 19:00 | 668 | 653
2017-07-20 19:30 | 666 | 651
2017-07-20 20:00 | 680 | 666
2017-07-20 20:30 | 669 | 654
2017-07-20 21:00 | 658 | 642
2017-07-20 21:30 | 654 | 638
2017-07-20 22:00 | 646 | 630
2017-07-20 22:30 | 632 | 614
2017-07-20 23:00 | 566 | 549
2017-07-20 23:30 | 547 | 534
2017-07-21 | 546 | 532
2017-07-21 00:30 | 534 | 520
2017-07-21 01:00 | 533 | 519
2017-07-21 01:30 | 448 | 427
2017-07-21 02:00 | 395 | 368
2017-07-21 02:30 | 391 | 362
2017-07-21 03:00 | 391 | 363
2017-07-21 03:30 | 408 | 381
2017-07-21 04:00 | 415 | 388
2017-07-21 04:30 | 406 | 379
2017-07-21 05:00 | 400 | 373
2017-07-21 05:30 | 416 | 390
2017-07-21 06:00 | 473 | 453
2017-07-21 06:30 | 578 | 567
2017-07-21 07:00 | 634 | 625
2017-07-21 07:30 | 655 | 639
2017-07-21 08:00 | 660 | 645
2017-07-21 08:30 | 658 | 642
2017-07-21 09:00 | 639 | 620
2017-07-21 09:30 | 640 | 622
2017-07-21 10:00 | 596 | 574
2017-07-21 10:30 | 576 | 552
2017-07-21 11:00 | 586 | 563
2017-07-21 11:30 | 571 | 547
2017-07-21 12:00 | 538 | 510
2017-07-21 12:30 | 504 | 476
2017-07-21 13:00 | 487 | 468
2017-07-21 13:30 | 505 | 487
2017-07-21 14:00 | 534 | 518
2017-07-21 14:30 | 544 | 529
2017-07-21 15:00 | 525 | 509
2017-07-21 15:30 | 504 | 487
2017-07-21 16:00 | 515 | 499
2017-07-21 16:30 | 547 | 533
2017-07-21 17:00 | 543 | 529
2017-07-21 17:30 | 570 | 557
2017-07-21 18:00 | 577 | 565
2017-07-21 18:30 | 553 | 540
2017-07-21 19:00 | 568 | 556
2017-07-21 19:30 | 556 | 543
2017-07-21 20:00 | 583 | 571
2017-07-21 20:30 | 606 | 595
2017-07-21 21:00 | 592 | 581
2017-07-21 21:30 | 594 | 582
2017-07-21 22:00 | 600 | 589
2017-07-21 22:30 | 592 | 580
2017-07-21 23:00 | 575 | 563
2017-07-21 23:30 | 534 | 519
2017-07-22 | 483 | 464
2017-07-22 00:30 | 464 | 444
2017-07-22 01:00 | 441 | 419
2017-07-22 01:30 | 391 | 365
2017-07-22 02:00 | 343 | 310
2017-07-22 02:30 | 322 | 284
2017-07-22 03:00 | 341 | 304
2017-07-22 03:30 | 358 | 324
2017-07-22 04:00 | 362 | 328
2017-07-22 04:30 | 360 | 326
2017-07-22 05:00 | 355 | 321
2017-07-22 05:30 | 364 | 331
2017-07-22 06:00 | 375 | 343
2017-07-22 06:30 | 406 | 378
2017-07-22 07:00 | 446 | 423
2017-07-22 07:30 | 480 | 459
2017-07-22 08:00 | 501 | 481
2017-07-22 08:30 | 494 | 474
2017-07-22 09:00 | 466 | 444
2017-07-22 09:30 | 454 | 430
2017-07-22 10:00 | 418 | 391
2017-07-22 10:30 | 454 | 429
2017-07-22 11:00 | 447 | 421
2017-07-22 11:30 | 436 | 410
2017-07-22 12:00 | 432 | 405
2017-07-22 12:30 | 416 | 389
2017-07-22 13:00 | 403 | 373
2017-07-22 13:30 | 401 | 372
2017-07-22 14:00 | 417 | 390
2017-07-22 14:30 | 409 | 381
2017-07-22 15:00 | 418 | 392
2017-07-22 15:30 | 435 | 409
2017-07-22 16:00 | 455 | 431
2017-07-22 16:30 | 464 | 442
2017-07-22 17:00 | 483 | 463
2017-07-22 17:30 | 486 | 466
2017-07-22 18:00 | 513 | 496
2017-07-22 18:30 | 500 | 483
2017-07-22 19:00 | 516 | 500
2017-07-22 19:30 | 507 | 489
2017-07-22 20:00 | 498 | 480
2017-07-22 20:30 | 509 | 491
2017-07-22 21:00 | 484 | 464
2017-07-22 21:30 | 472 | 451
2017-07-22 22:00 | 480 | 460
2017-07-22 22:30 | 512 | 493
2017-07-22 23:00 | 529 | 512
2017-07-22 23:30 | 497 | 477
2017-07-23 | 484 | 463
2017-07-23 00:30 | 435 | 410
2017-07-23 01:00 | 435 | 409
2017-07-23 01:30 | 419 | 391
2017-07-23 02:00 | 403 | 374
2017-07-23 02:30 | 395 | 364
2017-07-23 03:00 | 385 | 351
2017-07-23 03:30 | 375 | 339
2017-07-23 04:00 | 376 | 339
2017-07-23 04:30 | 368 | 331
2017-07-23 05:00 | 373 | 336
2017-07-23 05:30 | 407 | 374
2017-07-23 06:00 | 407 | 375
2017-07-23 06:30 | 462 | 435
2017-07-23 07:00 | 499 | 476
2017-07-23 07:30 | 508 | 486
2017-07-23 08:00 | 497 | 475
2017-07-23 08:30 | 509 | 488
2017-07-23 09:00 | 505 | 482
2017-07-23 09:30 | 477 | 452
2017-07-23 10:00 | 471 | 445
2017-07-23 10:30 | 453 | 426
2017-07-23 11:00 | 419 | 387
2017-07-23 11:30 | 382 | 346
2017-07-23 12:00 | 356 | 316
2017-07-23 12:30 | 345 | 303
2017-07-23 13:00 | 341 | 299
2017-07-23 13:30 | 341 | 299
2017-07-23 14:00 | 351 | 310
2017-07-23 14:30 | 365 | 327
2017-07-23 15:00 | 406 | 374
2017-07-23 15:30 | 402 | 369
2017-07-23 16:00 | 436 | 408
2017-07-23 16:30 | 463 | 438
2017-07-23 17:00 | 469 | 445
2017-07-23 17:30 | 469 | 445
2017-07-23 18:00 | 462 | 439
2017-07-23 18:30 | 458 | 437
2017-07-23 19:00 | 456 | 435
2017-07-23 19:30 | 450 | 427
2017-07-23 20:00 | 435 | 411
2017-07-23 20:30 | 445 | 422
2017-07-23 21:00 | 445 | 421
2017-07-23 21:30 | 436 | 411
2017-07-23 22:00 | 446 | 422
2017-07-23 22:30 | 442 | 418
2017-07-23 23:00 | 431 | 406
2017-07-23 23:30 | 428 | 402
2017-07-24 | 403 | 375
2017-07-24 00:30 | 381 | 350
2017-07-24 01:00 | 347 | 311
2017-07-24 01:30 | 330 | 288
2017-07-24 02:00 | 346 | 306
2017-07-24 02:30 | 341 | 301
2017-07-24 03:00 | 349 | 309
2017-07-24 03:30 | 361 | 323
2017-07-24 04:00 | 369 | 331
2017-07-24 04:30 | 367 | 330
2017-07-24 05:00 | 367 | 330
2017-07-24 05:30 | 401 | 370
2017-07-24 06:00 | 417 | 389
2017-07-24 06:30 | 496 | 476
2017-07-24 07:00 | 551 | 535
2017-07-24 07:30 | 525 | 507
2017-07-24 08:00 | 540 | 523
2017-07-24 08:30 | 498 | 478
2017-07-24 09:00 | 502 | 482
2017-07-24 09:30 | 492 | 472
2017-07-24 10:00 | 477 | 455
2017-07-24 10:30 | 452 | 428
2017-07-24 11:00 | 431 | 405
2017-07-24 11:30 | 409 | 381
2017-07-24 12:00 | 422 | 395
2017-07-24 12:30 | 428 | 401
2017-07-24 13:00 | 435 | 409
2017-07-24 13:30 | 429 | 402
2017-07-24 14:00 | 431 | 404
2017-07-24 14:30 | 439 | 414
2017-07-24 15:00 | 435 | 409
2017-07-24 15:30 | 449 | 424
2017-07-24 16:00 | 456 | 432
2017-07-24 16:30 | 474 | 452
2017-07-24 17:00 | 501 | 481
2017-07-24 17:30 | 521 | 502
2017-07-24 18:00 | 530 | 512
2017-07-24 18:30 | 493 | 473
2017-07-24 19:00 | 478 | 456
2017-07-24 19:30 | 484 | 463
2017-07-24 20:00 | 484 | 462
2017-07-24 20:30 | 488 | 466
2017-07-24 21:00 | 470 | 447
2017-07-24 21:30 | 472 | 449
2017-07-24 22:00 | 479 | 457
2017-07-24 22:30 | 482 | 460
2017-07-24 23:00 | 456 | 432
2017-07-24 23:30 | 460 | 436
2017-07-25 | 444 | 419
2017-07-25 00:30 | 431 | 404
2017-07-25 01:00 | 420 | 391
2017-07-25 01:30 | 358 | 321
2017-07-25 02:00 | 341 | 297
2017-07-25 02:30 | 305 | 253
2017-07-25 03:00 | 302 | 248
2017-07-25 03:30 | 293 | 238
2017-07-25 04:00 | 287 | 231
2017-07-25 04:30 | 317 | 268
2017-07-25 05:00 | 338 | 293
2017-07-25 05:30 | 369 | 331
2017-07-25 06:00 | 409 | 382
2017-07-25 06:30 | 510 | 492
2017-07-25 07:00 | 578 | 565
2017-07-25 07:30 | 544 | 530
2017-07-25 08:00 | 534 | 520
2017-07-25 08:30 | 516 | 500
2017-07-25 09:00 | 516 | 500
2017-07-25 09:30 | 492 | 475
2017-07-25 10:00 | 461 | 442
2017-07-25 10:30 | 453 | 433
2017-07-25 11:00 | 435 | 413
2017-07-25 11:30 | 436 | 415
2017-07-25 12:00 | 421 | 398
2017-07-25 12:30 | 416 | 392
2017-07-25 13:00 | 425 | 402
2017-07-25 13:30 | 434 | 412
2017-07-25 14:00 | 433 | 410
2017-07-25 14:30 | 434 | 412
2017-07-25 15:00 | 441 | 419
2017-07-25 15:30 | 451 | 430
2017-07-25 16:00 | 464 | 444
2017-07-25 16:30 | 473 | 453
2017-07-25 17:00 | 501 | 483
2017-07-25 17:30 | 529 | 514
2017-07-25 18:00 | 547 | 534
2017-07-25 18:30 | 533 | 519
2017-07-25 19:00 | 516 | 500
2017-07-25 19:30 | 518 | 502
2017-07-25 20:00 | 539 | 524
2017-07-25 20:30 | 539 | 523
2017-07-25 21:00 | 514 | 496
2017-07-25 21:30 | 529 | 513
2017-07-25 22:00 | 524 | 508
2017-07-25 22:30 | 484 | 465
2017-07-25 23:00 | 426 | 401
2017-07-25 23:30 | 429 | 404
2017-07-26 | 413 | 387
2017-07-26 00:30 | 419 | 394
2017-07-26 01:00 | 408 | 380
2017-07-26 01:30 | 362 | 329
2017-07-26 02:00 | 341 | 304
2017-07-26 02:30 | 346 | 310
2017-07-26 03:00 | 359 | 325
2017-07-26 03:30 | 370 | 337
2017-07-26 04:00 | 308 | 267
2017-07-26 04:30 | 299 | 256
2017-07-26 05:00 | 320 | 280
2017-07-26 05:30 | 380 | 348
2017-07-26 06:00 | 406 | 378
2017-07-26 06:30 | 482 | 461
2017-07-26 07:00 | 566 | 552
2017-07-26 07:30 | 576 | 563
2017-07-26 08:00 | 449 | 436
2017-07-26 08:30 | 413 | 379
2017-07-26 09:00 | 395 | 361
2017-07-26 09:30 | 370 | 335
2017-07-26 10:00 | 362 | 328
2017-07-26 10:30 | 364 | 330
2017-07-26 11:00 | 363 | 331
2017-07-26 11:30 | 359 | 328
2017-07-26 12:00 | 344 | 311
2017-07-26 12:30 | 328 | 294
2017-07-26 13:00 | 324 | 289
2017-07-26 13:30 | 313 | 276
2017-07-26 14:00 | 314 | 280
2017-07-26 14:30 | 329 | 295
2017-07-26 15:00 | 332 | 297
2017-07-26 15:30 | 335 | 303
2017-07-26 16:00 | 457 | 435
2017-07-26 16:30 | 477 | 457
2017-07-26 17:00 | 532 | 516
2017-07-26 17:30 | 566 | 552
2017-07-26 18:00 | 570 | 558
2017-07-26 18:30 | 547 | 533
2017-07-26 19:00 | 535 | 520
2017-07-26 19:30 | 534 | 519
2017-07-26 20:00 | 525 | 509
2017-07-26 20:30 | 560 | 546
2017-07-26 21:00 | 553 | 538
2017-07-26 21:30 | 558 | 544
2017-07-26 22:00 | 520 | 504
2017-07-26 22:30 | 504 | 485
2017-07-26 23:00 | 499 | 480
2017-07-26 23:30 | 513 | 495
2017-07-27 | 456 | 433
2017-07-27 00:30 | 433 | 408
2017-07-27 01:00 | 403 | 375
2017-07-27 01:30 | 365 | 331
2017-07-27 02:00 | 340 | 302
2017-07-27 02:30 | 328 | 287
2017-07-27 03:00 | 322 | 280
2017-07-27 03:30 | 319 | 278
2017-07-27 04:00 | 319 | 277
2017-07-27 04:30 | 343 | 305
2017-07-27 05:00 | 366 | 331
2017-07-27 05:30 | 406 | 377
2017-07-27 06:00 | 440 | 415
2017-07-27 06:30 | 519 | 503
2017-07-27 07:00 | 586 | 573
2017-07-27 07:30 | 618 | 607
2017-07-27 08:00 | 615 | 604
2017-07-27 08:30 | 587 | 575
2017-07-27 09:00 | 548 | 534
2017-07-27 09:30 | 517 | 501
2017-07-27 10:00 | 472 | 453
2017-07-27 10:30 | 446 | 425
2017-07-27 11:00 | 442 | 422
2017-07-27 11:30 | 425 | 403
2017-07-27 12:00 | 421 | 398
2017-07-27 12:30 | 439 | 418
2017-07-27 13:00 | 441 | 420
2017-07-27 13:30 | 456 | 435
2017-07-27 14:00 | 477 | 458
2017-07-27 14:30 | 467 | 447
2017-07-27 15:00 | 463 | 444
2017-07-27 15:30 | 464 | 445
2017-07-27 16:00 | 472 | 453
2017-07-27 16:30 | 486 | 469
2017-07-27 17:00 | 503 | 486
2017-07-27 17:30 | 524 | 510
2017-07-27 18:00 | 511 | 497
2017-07-27 18:30 | 486 | 470
2017-07-27 19:00 | 488 | 472
2017-07-27 19:30 | 490 | 474
2017-07-27 20:00 | 505 | 489
2017-07-27 20:30 | 514 | 499
2017-07-27 21:00 | 499 | 483
2017-07-27 21:30 | 494 | 477
2017-07-27 22:00 | 471 | 451
2017-07-27 22:30 | 454 | 432
2017-07-27 23:00 | 435 | 410
2017-07-27 23:30 | 424 | 398
2017-07-28 | 378 | 345
2017-07-28 00:30 | 345 | 306
2017-07-28 01:00 | 337 | 297
2017-07-28 01:30 | 328 | 286
2017-07-28 02:00 | 329 | 287
2017-07-28 02:30 | 314 | 269
2017-07-28 03:00 | 311 | 264
2017-07-28 03:30 | 288 | 236
2017-07-28 04:00 | 311 | 266
2017-07-28 04:30 | 320 | 276
2017-07-28 05:00 | 353 | 314
2017-07-28 05:30 | 393 | 363
2017-07-28 06:00 | 428 | 402
2017-07-28 06:30 | 462 | 440
2017-07-28 07:00 | 528 | 512
2017-07-28 07:30 | 526 | 510
2017-07-28 08:00 | 506 | 489
2017-07-28 08:30 | 502 | 484
2017-07-28 09:00 | 471 | 451
2017-07-28 09:30 | 459 | 438
2017-07-28 10:00 | 454 | 432
2017-07-28 10:30 | 446 | 424
2017-07-28 11:00 | 423 | 399
2017-07-28 11:30 | 413 | 388
2017-07-28 12:00 | 410 | 384
2017-07-28 12:30 | 416 | 391
2017-07-28 13:00 | 423 | 399
2017-07-28 13:30 | 434 | 411
2017-07-28 14:00 | 441 | 419
2017-07-28 14:30 | 448 | 427
2017-07-28 15:00 | 431 | 409
2017-07-28 15:30 | 435 | 413
2017-07-28 16:00 | 439 | 418
2017-07-28 16:30 | 424 | 402
2017-07-28 17:00 | 437 | 416
2017-07-28 17:30 | 438 | 419
2017-07-28 18:00 | 435 | 416
2017-07-28 18:30 | 449 | 431
2017-07-28 19:00 | 445 | 426
2017-07-28 19:30 | 441 | 422
2017-07-28 20:00 | 437 | 417
2017-07-28 20:30 | 447 | 427
2017-07-28 21:00 | 433 | 412
2017-07-28 21:30 | 431 | 409
2017-07-28 22:00 | 449 | 426
2017-07-28 22:30 | 429 | 404
2017-07-28 23:00 | 397 | 369
2017-07-28 23:30 | 344 | 309
2017-07-29 | 333 | 297
2017-07-29 00:30 | 320 | 281
2017-07-29 01:00 | 325 | 287
2017-07-29 01:30 | 349 | 310
2017-07-29 02:00 | 343 | 303
2017-07-29 02:30 | 336 | 293
2017-07-29 03:00 | 335 | 292
2017-07-29 03:30 | 356 | 316
2017-07-29 04:00 | 342 | 300
2017-07-29 04:30 | 330 | 287
2017-07-29 05:00 | 335 | 293
2017-07-29 05:30 | 359 | 321
2017-07-29 06:00 | 394 | 361
2017-07-29 06:30 | 434 | 407
2017-07-29 07:00 | 466 | 442
2017-07-29 07:30 | 474 | 451
2017-07-29 08:00 | 486 | 464
2017-07-29 08:30 | 506 | 485
2017-07-29 09:00 | 507 | 487
2017-07-29 09:30 | 484 | 461
2017-07-29 10:00 | 466 | 441
2017-07-29 10:30 | 450 | 424
2017-07-29 11:00 | 433 | 408
2017-07-29 11:30 | 413 | 386
2017-07-29 12:00 | 385 | 354
2017-07-29 12:30 | 381 | 350
2017-07-29 13:00 | 370 | 338
2017-07-29 13:30 | 373 | 341
2017-07-29 14:00 | 384 | 354
2017-07-29 14:30 | 403 | 374
2017-07-29 15:00 | 438 | 412
2017-07-29 15:30 | 446 | 422
2017-07-29 16:00 | 452 | 428
2017-07-29 16:30 | 458 | 434
2017-07-29 17:00 | 460 | 438
2017-07-29 17:30 | 460 | 439
2017-07-29 18:00 | 498 | 480
2017-07-29 18:30 | 468 | 447
2017-07-29 19:00 | 464 | 444
2017-07-29 19:30 | 465 | 445
2017-07-29 20:00 | 462 | 441
2017-07-29 20:30 | 478 | 459
2017-07-29 21:00 | 471 | 450
2017-07-29 21:30 | 467 | 446
2017-07-29 22:00 | 468 | 446
2017-07-29 22:30 | 469 | 448
2017-07-29 23:00 | 455 | 433
2017-07-29 23:30 | 454 | 432
2017-07-30 | 458 | 433
2017-07-30 00:30 | 450 | 424
2017-07-30 01:00 | 429 | 402
2017-07-30 01:30 | 371 | 337
2017-07-30 02:00 | 355 | 319
2017-07-30 02:30 | 354 | 315
2017-07-30 03:00 | 321 | 275
2017-07-30 03:30 | 292 | 240
2017-07-30 04:00 | 294 | 240
2017-07-30 04:30 | 302 | 248
2017-07-30 05:00 | 308 | 256
2017-07-30 05:30 | 327 | 280
2017-07-30 06:00 | 354 | 313
2017-07-30 06:30 | 397 | 364
2017-07-30 07:00 | 458 | 432
2017-07-30 07:30 | 488 | 464
2017-07-30 08:00 | 487 | 464
2017-07-30 08:30 | 485 | 461
2017-07-30 09:00 | 493 | 470
2017-07-30 09:30 | 485 | 463
2017-07-30 10:00 | 467 | 443
2017-07-30 10:30 | 453 | 429
2017-07-30 11:00 | 422 | 395
2017-07-30 11:30 | 402 | 373
2017-07-30 12:00 | 375 | 343
2017-07-30 12:30 | 365 | 332
2017-07-30 13:00 | 355 | 320
2017-07-30 13:30 | 351 | 316
2017-07-30 14:00 | 366 | 333
2017-07-30 14:30 | 394 | 364
2017-07-30 15:00 | 401 | 372
2017-07-30 15:30 | 407 | 379
2017-07-30 16:00 | 447 | 423
2017-07-30 16:30 | 452 | 428
2017-07-30 17:00 | 467 | 445
2017-07-30 17:30 | 453 | 430
2017-07-30 18:00 | 456 | 435
2017-07-30 18:30 | 448 | 426
2017-07-30 19:00 | 441 | 419
2017-07-30 19:30 | 447 | 425
2017-07-30 20:00 | 457 | 435
2017-07-30 20:30 | 467 | 445
2017-07-30 21:00 | 449 | 426
2017-07-30 21:30 | 432 | 408
2017-07-30 22:00 | 434 | 409
2017-07-30 22:30 | 419 | 393
2017-07-30 23:00 | 426 | 400
2017-07-30 23:30 | 422 | 397
2017-07-31 | 396 | 366
2017-07-31 00:30 | 365 | 330
2017-07-31 01:00 | 347 | 309
2017-07-31 01:30 | 343 | 305
2017-07-31 02:00 | 346 | 308
2017-07-31 02:30 | 336 | 296
2017-07-31 03:00 | 334 | 293
2017-07-31 03:30 | 351 | 313
2017-07-31 04:00 | 360 | 323
2017-07-31 04:30 | 355 | 317
2017-07-31 05:00 | 350 | 312
2017-07-31 05:30 | 377 | 343
2017-07-31 06:00 | 397 | 365
2017-07-31 06:30 | 450 | 427
2017-07-31 07:00 | 500 | 482
2017-07-31 07:30 | 491 | 472
2017-07-31 08:00 | 499 | 481
2017-07-31 08:30 | 507 | 490
2017-07-31 09:00 | 495 | 476
2017-07-31 09:30 | 492 | 473
2017-07-31 10:00 | 461 | 439
2017-07-31 10:30 | 473 | 453
2017-07-31 11:00 | 464 | 443
2017-07-31 11:30 | 460 | 439
2017-07-31 12:00 | 451 | 429
2017-07-31 12:30 | 441 | 418
2017-07-31 13:00 | 455 | 433
2017-07-31 13:30 | 459 | 438
2017-07-31 14:00 | 484 | 465
2017-07-31 14:30 | 501 | 482
2017-07-31 15:00 | 508 | 489
2017-07-31 15:30 | 521 | 503
2017-07-31 16:00 | 535 | 518
2017-07-31 16:30 | 549 | 533
2017-07-31 17:00 | 545 | 529
2017-07-31 17:30 | 576 | 562
2017-07-31 18:00 | 613 | 602
2017-07-31 18:30 | 618 | 607
2017-07-31 19:00 | 596 | 583
2017-07-31 19:30 | 575 | 561
2017-07-31 20:00 | 568 | 554
2017-07-31 20:30 | 557 | 542
2017-07-31 21:00 | 542 | 526
2017-07-31 21:30 | 535 | 519
2017-07-31 22:00 | 548 | 532
2017-07-31 22:30 | 567 | 552
2017-07-31 23:00 | 581 | 565
2017-07-31 23:30 | 549 | 531
2017-08-01 | 485 | 463
2017-08-01 00:30 | 439 | 410
2017-08-01 01:00 | 427 | 397
2017-08-01 01:30 | 401 | 365
2017-08-01 02:00 | 393 | 356
2017-08-01 02:30 | 382 | 344
2017-08-01 03:00 | 381 | 342
2017-08-01 03:30 | 391 | 353
2017-08-01 04:00 | 406 | 370
2017-08-01 04:30 | 405 | 369
2017-08-01 05:00 | 428 | 395
2017-08-01 05:30 | 438 | 408
2017-08-01 06:00 | 466 | 439
2017-08-01 06:30 | 563 | 547
2017-08-01 07:00 | 640 | 629
2017-08-01 07:30 | 651 | 641
2017-08-01 08:00 | 658 | 642
2017-08-01 08:30 | 632 | 610
2017-08-01 09:00 | 620 | 597
2017-08-01 09:30 | 549 | 524
2017-08-01 10:00 | 518 | 500
2017-08-01 10:30 | 513 | 495
2017-08-01 11:00 | 508 | 489
2017-08-01 11:30 | 502 | 483
2017-08-01 12:00 | 491 | 470
2017-08-01 12:30 | 507 | 488
2017-08-01 13:00 | 515 | 496
2017-08-01 13:30 | 509 | 489
2017-08-01 14:00 | 526 | 508
2017-08-01 14:30 | 529 | 511
2017-08-01 15:00 | 540 | 523
2017-08-01 15:30 | 559 | 543
2017-08-01 16:00 | 566 | 551
2017-08-01 16:30 | 584 | 571
2017-08-01 17:00 | 608 | 595
2017-08-01 17:30 | 617 | 606
2017-08-01 18:00 | 645 | 636
2017-08-01 18:30 | 650 | 641
2017-08-01 19:00 | 653 | 644
2017-08-01 19:30 | 613 | 602
2017-08-01 20:00 | 625 | 614
2017-08-01 20:30 | 630 | 619
2017-08-01 21:00 | 621 | 610
2017-08-01 21:30 | 633 | 622
2017-08-01 22:00 | 641 | 630
2017-08-01 22:30 | 629 | 617
2017-08-01 23:00 | 594 | 581
2017-08-01 23:30 | 571 | 555
2017-08-02 | 511 | 491
2017-08-02 00:30 | 476 | 452
2017-08-02 01:00 | 431 | 404
2017-08-02 01:30 | 389 | 356
2017-08-02 02:00 | 366 | 330
2017-08-02 02:30 | 344 | 304
2017-08-02 03:00 | 345 | 306
2017-08-02 03:30 | 317 | 272
2017-08-02 04:00 | 293 | 245
2017-08-02 04:30 | 313 | 269
2017-08-02 05:00 | 341 | 302
2017-08-02 05:30 | 395 | 363
2017-08-02 06:00 | 447 | 421
2017-08-02 06:30 | 524 | 504
2017-08-02 07:00 | 576 | 561
2017-08-02 07:30 | 555 | 539
2017-08-02 08:00 | 545 | 528
2017-08-02 08:30 | 519 | 500
2017-08-02 09:00 | 504 | 485
2017-08-02 09:30 | 477 | 456
2017-08-02 10:00 | 461 | 439
2017-08-02 10:30 | 447 | 424
2017-08-02 11:00 | 407 | 380
2017-08-02 11:30 | 380 | 350
2017-08-02 12:00 | 367 | 336
2017-08-02 12:30 | 361 | 329
2017-08-02 13:00 | 372 | 342
2017-08-02 13:30 | 369 | 337
2017-08-02 14:00 | 373 | 342
2017-08-02 14:30 | 386 | 357
2017-08-02 15:00 | 410 | 383
2017-08-02 15:30 | 424 | 399
2017-08-02 16:00 | 440 | 416
2017-08-02 16:30 | 467 | 446
2017-08-02 17:00 | 476 | 456
2017-08-02 17:30 | 512 | 495
2017-08-02 18:00 | 552 | 538
2017-08-02 18:30 | 535 | 519
2017-08-02 19:00 | 540 | 525
2017-08-02 19:30 | 549 | 534
2017-08-02 20:00 | 553 | 538
2017-08-02 20:30 | 556 | 542
2017-08-02 21:00 | 546 | 530
2017-08-02 21:30 | 541 | 525
2017-08-02 22:00 | 525 | 508
2017-08-02 22:30 | 501 | 482
2017-08-02 23:00 | 465 | 444
2017-08-02 23:30 | 457 | 434
2017-08-03 | 421 | 395
2017-08-03 00:30 | 370 | 336
2017-08-03 01:00 | 357 | 320
2017-08-03 01:30 | 331 | 290
2017-08-03 02:00 | 322 | 278
2017-08-03 02:30 | 313 | 265
2017-08-03 03:00 | 310 | 264
2017-08-03 03:30 | 313 | 269
2017-08-03 04:00 | 313 | 269
2017-08-03 04:30 | 316 | 273
2017-08-03 05:00 | 363 | 328
2017-08-03 05:30 | 387 | 356
2017-08-03 06:00 | 420 | 392
2017-08-03 06:30 | 476 | 455
2017-08-03 07:00 | 500 | 482
2017-08-03 07:30 | 522 | 505
2017-08-03 08:00 | 540 | 525
2017-08-03 08:30 | 552 | 537
2017-08-03 09:00 | 546 | 530
2017-08-03 09:30 | 532 | 516
2017-08-03 10:00 | 529 | 513
2017-08-03 10:30 | 522 | 505
2017-08-03 11:00 | 512 | 494
2017-08-03 11:30 | 512 | 494
2017-08-03 12:00 | 487 | 468
2017-08-03 12:30 | 446 | 424
2017-08-03 13:00 | 414 | 389
2017-08-03 13:30 | 417 | 392
2017-08-03 14:00 | 415 | 390
2017-08-03 14:30 | 427 | 403
2017-08-03 15:00 | 419 | 395
2017-08-03 15:30 | 432 | 409
2017-08-03 16:00 | 460 | 439
2017-08-03 16:30 | 478 | 458
2017-08-03 17:00 | 507 | 490
2017-08-03 17:30 | 535 | 520
2017-08-03 18:00 | 563 | 550
2017-08-03 18:30 | 530 | 515
2017-08-03 19:00 | 526 | 510
2017-08-03 19:30 | 500 | 482
2017-08-03 20:00 | 493 | 474
2017-08-03 20:30 | 492 | 473
2017-08-03 21:00 | 475 | 455
2017-08-03 21:30 | 468 | 447
2017-08-03 22:00 | 461 | 440
2017-08-03 22:30 | 466 | 445
2017-08-03 23:00 | 392 | 363
2017-08-03 23:30 | 323 | 286
2017-08-04 | 295 | 254
2017-08-04 00:30 | 294 | 248
2017-08-04 01:00 | 286 | 236
2017-08-04 01:30 | 254 | 197
2017-08-04 02:00 | 236 | 172
2017-08-04 02:30 | 224 | 155
2017-08-04 03:00 | 220 | 148
2017-08-04 03:30 | 229 | 160
2017-08-04 04:00 | 230 | 165
2017-08-04 04:30 | 234 | 170
2017-08-04 05:00 | 258 | 202
2017-08-04 05:30 | 294 | 248
2017-08-04 06:00 | 322 | 282
2017-08-04 06:30 | 390 | 362
2017-08-04 07:00 | 449 | 427
2017-08-04 07:30 | 450 | 428
2017-08-04 08:00 | 453 | 432
2017-08-04 08:30 | 448 | 427
2017-08-04 09:00 | 405 | 380
2017-08-04 09:30 | 383 | 354
2017-08-04 10:00 | 365 | 334
2017-08-04 10:30 | 331 | 296
2017-08-04 11:00 | 319 | 283
2017-08-04 11:30 | 281 | 240
2017-08-04 12:00 | 276 | 234
2017-08-04 12:30 | 277 | 233
2017-08-04 13:00 | 274 | 231
2017-08-04 13:30 | 276 | 233
2017-08-04 14:00 | 295 | 255
2017-08-04 14:30 | 311 | 275
2017-08-04 15:00 | 318 | 282
2017-08-04 15:30 | 363 | 333
2017-08-04 16:00 | 415 | 390
2017-08-04 16:30 | 444 | 422
2017-08-04 17:00 | 485 | 466
2017-08-04 17:30 | 509 | 492
2017-08-04 18:00 | 530 | 515
2017-08-04 18:30 | 504 | 487
2017-08-04 19:00 | 505 | 489
2017-08-04 19:30 | 498 | 481
2017-08-04 20:00 | 494 | 477
2017-08-04 20:30 | 475 | 456
2017-08-04 21:00 | 462 | 442
2017-08-04 21:30 | 441 | 417
2017-08-04 22:00 | 436 | 409
2017-08-04 22:30 | 411 | 381
2017-08-04 23:00 | 372 | 338
2017-08-04 23:30 | 380 | 347
2017-08-05 | 348 | 311
2017-08-05 00:30 | 308 | 264
2017-08-05 01:00 | 286 | 233
2017-08-05 01:30 | 267 | 210
2017-08-05 02:00 | 263 | 204
2017-08-05 02:30 | 226 | 155
2017-08-05 03:00 | 204 | 120
2017-08-05 03:30 | 206 | 122
2017-08-05 04:00 | 204 | 120
2017-08-05 04:30 | 224 | 152
2017-08-05 05:00 | 206 | 125
2017-08-05 05:30 | 253 | 194
2017-08-05 06:00 | 311 | 265
2017-08-05 06:30 | 356 | 318
2017-08-05 07:00 | 401 | 368
2017-08-05 07:30 | 424 | 396
2017-08-05 08:00 | 400 | 371
2017-08-05 08:30 | 406 | 377
2017-08-05 09:00 | 399 | 370
2017-08-05 09:30 | 407 | 379
2017-08-05 10:00 | 390 | 360
2017-08-05 10:30 | 366 | 332
2017-08-05 11:00 | 337 | 299
2017-08-05 11:30 | 328 | 289
2017-08-05 12:00 | 321 | 281
2017-08-05 12:30 | 300 | 257
2017-08-05 13:00 | 300 | 257
2017-08-05 13:30 | 296 | 253
2017-08-05 14:00 | 277 | 230
2017-08-05 14:30 | 311 | 270
2017-08-05 15:00 | 262 | 213
2017-08-05 15:30 | 258 | 208
2017-08-05 16:00 | 310 | 270
2017-08-05 16:30 | 345 | 310
2017-08-05 17:00 | 380 | 350
2017-08-05 17:30 | 436 | 411
2017-08-05 18:00 | 465 | 443
2017-08-05 18:30 | 479 | 458
2017-08-05 19:00 | 478 | 458
2017-08-05 19:30 | 429 | 404
2017-08-05 20:00 | 436 | 412
2017-08-05 20:30 | 439 | 414
2017-08-05 21:00 | 424 | 397
2017-08-05 21:30 | 437 | 412
2017-08-05 22:00 | 425 | 399
2017-08-05 22:30 | 418 | 391
2017-08-05 23:00 | 419 | 392
2017-08-05 23:30 | 419 | 392
2017-08-06 | 352 | 318
2017-08-06 00:30 | 291 | 247
2017-08-06 01:00 | 264 | 214
2017-08-06 01:30 | 229 | 170
2017-08-06 02:00 | 210 | 138
2017-08-06 02:30 | 194 | 101
2017-08-06 03:00 | 181 | 91
2017-08-06 03:30 | 185 | 91
2017-08-06 04:00 | 193 | 97
2017-08-06 04:30 | 192 | 100
2017-08-06 05:00 | 208 | 126
2017-08-06 05:30 | 232 | 163
2017-08-06 06:00 | 247 | 186
2017-08-06 06:30 | 282 | 230
2017-08-06 07:00 | 317 | 272
2017-08-06 07:30 | 366 | 329
2017-08-06 08:00 | 390 | 359
2017-08-06 08:30 | 387 | 356
2017-08-06 09:00 | 379 | 348
2017-08-06 09:30 | 346 | 310
2017-08-06 10:00 | 326 | 288
2017-08-06 10:30 | 297 | 254
2017-08-06 11:00 | 244 | 190
2017-08-06 11:30 | 209 | 139
2017-08-06 12:00 | 199 | 123
2017-08-06 12:30 | 192 | 113
2017-08-06 13:00 | 185 | 100
2017-08-06 13:30 | 173 | 78
2017-08-06 14:00 | 175 | 83
2017-08-06 14:30 | 186 | 103
2017-08-06 15:00 | 209 | 140
2017-08-06 15:30 | 263 | 213
2017-08-06 16:00 | 317 | 277
2017-08-06 16:30 | 354 | 320
2017-08-06 17:00 | 373 | 341
2017-08-06 17:30 | 426 | 400
2017-08-06 18:00 | 401 | 374
2017-08-06 18:30 | 382 | 353
2017-08-06 19:00 | 382 | 352
2017-08-06 19:30 | 399 | 371
2017-08-06 20:00 | 399 | 370
2017-08-06 20:30 | 402 | 373
2017-08-06 21:00 | 396 | 367
2017-08-06 21:30 | 383 | 352
2017-08-06 22:00 | 374 | 342
2017-08-06 22:30 | 349 | 313
2017-08-06 23:00 | 324 | 285
2017-08-06 23:30 | 330 | 291
2017-08-07 | 325 | 283
2017-08-07 00:30 | 316 | 270
2017-08-07 01:00 | 289 | 238
2017-08-07 01:30 | 263 | 205
2017-08-07 02:00 | 225 | 151
2017-08-07 02:30 | 205 | 116
2017-08-07 03:00 | 198 | 102
2017-08-07 03:30 | 190 | 88
2017-08-07 04:00 | 199 | 107
2017-08-07 04:30 | 216 | 136
2017-08-07 05:00 | 255 | 193
2017-08-07 05:30 | 288 | 236
2017-08-07 06:00 | 304 | 258
2017-08-07 06:30 | 378 | 345
2017-08-07 07:00 | 472 | 450
2017-08-07 07:30 | 499 | 480
2017-08-07 08:00 | 506 | 488
2017-08-07 08:30 | 499 | 480
2017-08-07 09:00 | 481 | 463
2017-08-07 09:30 | 324 | 315
2017-08-07 10:00 | 300 | 290
2017-08-07 10:30 | 303 | 293
2017-08-07 11:00 | 305 | 295
2017-08-07 11:30 | 298 | 288
2017-08-07 12:00 | 290 | 279
2017-08-07 12:30 | 281 | 269
2017-08-07 13:00 | 275 | 263
2017-08-07 13:30 | 278 | 266
2017-08-07 14:00 | 279 | 268
2017-08-07 14:30 | 294 | 284
2017-08-07 15:00 | 294 | 284
2017-08-07 15:30 | 294 | 284
2017-08-07 16:00 | 303 | 293
2017-08-07 16:30 | 309 | 299
2017-08-07 17:00 | 301 | 292
2017-08-07 17:30 | 314 | 305
2017-08-07 18:00 | 348 | 342
2017-08-07 18:30 | 353 | 347
2017-08-07 19:00 | 339 | 332
2017-08-07 19:30 | 332 | 324
2017-08-07 20:00 | 336 | 328
2017-08-07 20:30 | 335 | 327
2017-08-07 21:00 | 322 | 313
2017-08-07 21:30 | 324 | 315
2017-08-07 22:00 | 321 | 311
2017-08-07 22:30 | 282 | 270
2017-08-07 23:00 | 253 | 238
2017-08-07 23:30 | 256 | 240
2017-08-08 | 245 | 229
2017-08-08 00:30 | 230 | 211
2017-08-08 01:00 | 212 | 190
2017-08-08 01:30 | 181 | 153
2017-08-08 02:00 | 170 | 139
2017-08-08 02:30 | 168 | 137
2017-08-08 03:00 | 163 | 131
2017-08-08 03:30 | 150 | 116
2017-08-08 04:00 | 149 | 113
2017-08-08 04:30 | 171 | 141
2017-08-08 05:00 | 201 | 177
2017-08-08 05:30 | 236 | 217
2017-08-08 06:00 | 275 | 261
2017-08-08 06:30 | 311 | 300
2017-08-08 07:00 | 370 | 364
2017-08-08 07:30 | 362 | 355
2017-08-08 08:00 | 368 | 362
2017-08-08 08:30 | 344 | 337
2017-08-08 09:00 | 331 | 323
2017-08-08 09:30 | 314 | 305
2017-08-08 10:00 | 303 | 293
2017-08-08 10:30 | 291 | 280
2017-08-08 11:00 | 275 | 263
2017-08-08 11:30 | 252 | 238
2017-08-08 12:00 | 247 | 232
2017-08-08 12:30 | 255 | 241
2017-08-08 13:00 | 247 | 231
2017-08-08 13:30 | 246 | 231
2017-08-08 14:00 | 248 | 233
2017-08-08 14:30 | 265 | 252
2017-08-08 15:00 | 280 | 267
2017-08-08 15:30 | 303 | 293
2017-08-08 16:00 | 315 | 306
2017-08-08 16:30 | 306 | 295
2017-08-08 17:00 | 309 | 300
2017-08-08 17:30 | 336 | 328
2017-08-08 18:00 | 345 | 339
2017-08-08 18:30 | 350 | 344
2017-08-08 19:00 | 336 | 329
2017-08-08 19:30 | 332 | 324
2017-08-08 20:00 | 343 | 336
2017-08-08 20:30 | 350 | 343
2017-08-08 21:00 | 344 | 336
2017-08-08 21:30 | 324 | 315
2017-08-08 22:00 | 313 | 304
2017-08-08 22:30 | 293 | 282
2017-08-08 23:00 | 265 | 252
2017-08-08 23:30 | 265 | 251
2017-08-09 | 252 | 238
2017-08-09 00:30 | 257 | 242
2017-08-09 01:00 | 241 | 225
2017-08-09 01:30 | 214 | 195
2017-08-09 02:00 | 206 | 185
2017-08-09 02:30 | 205 | 183
2017-08-09 03:00 | 190 | 167
2017-08-09 03:30 | 180 | 155
2017-08-09 04:00 | 191 | 168
2017-08-09 04:30 | 214 | 195
2017-08-09 05:00 | 229 | 211
2017-08-09 05:30 | 267 | 254
2017-08-09 06:00 | 306 | 297
2017-08-09 06:30 | 331 | 325
2017-08-09 07:00 | 349 | 344
2017-08-09 07:30 | 349 | 344
2017-08-09 08:00 | 343 | 337
2017-08-09 08:30 | 330 | 323
2017-08-09 09:00 | 314 | 306
2017-08-09 09:30 | 302 | 293
2017-08-09 10:00 | 286 | 277
2017-08-09 10:30 | 267 | 256
2017-08-09 11:00 | 247 | 235
2017-08-09 11:30 | 247 | 235
2017-08-09 12:00 | 241 | 228
2017-08-09 12:30 | 240 | 227
2017-08-09 13:00 | 241 | 228
2017-08-09 13:30 | 245 | 233
2017-08-09 14:00 | 248 | 237
2017-08-09 14:30 | 228 | 214
2017-08-09 15:00 | 216 | 203
2017-08-09 15:30 | 228 | 215
2017-08-09 16:00 | 254 | 243
2017-08-09 16:30 | 248 | 237
2017-08-09 17:00 | 243 | 232
2017-08-09 17:30 | 257 | 247
2017-08-09 18:00 | 283 | 275
2017-08-09 18:30 | 277 | 268
2017-08-09 19:00 | 271 | 262
2017-08-09 19:30 | 268 | 259
2017-08-09 20:00 | 272 | 263
2017-08-09 20:30 | 281 | 272
2017-08-09 21:00 | 303 | 295
2017-08-09 21:30 | 318 | 310
2017-08-09 22:00 | 328 | 321
2017-08-09 22:30 | 324 | 317
2017-08-09 23:00 | 306 | 297
2017-08-09 23:30 | 303 | 294
2017-08-10 | 271 | 258
2017-08-10 00:30 | 246 | 232
2017-08-10 01:00 | 237 | 221
2017-08-10 01:30 | 235 | 218
2017-08-10 02:00 | 231 | 213
2017-08-10 02:30 | 256 | 241
2017-08-10 03:00 | 272 | 258
2017-08-10 03:30 | 262 | 248
2017-08-10 04:00 | 265 | 251
2017-08-10 04:30 | 260 | 245
2017-08-10 05:00 | 278 | 265
2017-08-10 05:30 | 302 | 291
2017-08-10 06:00 | 291 | 280
2017-08-10 06:30 | 321 | 313
2017-08-10 07:00 | 357 | 352
2017-08-10 07:30 | 357 | 351
2017-08-10 08:00 | 357 | 351
2017-08-10 08:30 | 343 | 337
2017-08-10 09:00 | 330 | 322
2017-08-10 09:30 | 300 | 291
2017-08-10 10:00 | 295 | 286
2017-08-10 10:30 | 284 | 273
2017-08-10 11:00 | 274 | 263
2017-08-10 11:30 | 260 | 248
2017-08-10 12:00 | 251 | 238
2017-08-10 12:30 | 239 | 225
2017-08-10 13:00 | 218 | 202
2017-08-10 13:30 | 205 | 189
2017-08-10 14:00 | 194 | 176
2017-08-10 14:30 | 226 | 211
2017-08-10 15:00 | 247 | 235
2017-08-10 15:30 | 254 | 242
2017-08-10 16:00 | 285 | 276
2017-08-10 16:30 | 285 | 275
2017-08-10 17:00 | 295 | 287
2017-08-10 17:30 | 315 | 308
2017-08-10 18:00 | 330 | 324
2017-08-10 18:30 | 322 | 315
2017-08-10 19:00 | 317 | 310
2017-08-10 19:30 | 311 | 304
2017-08-10 20:00 | 327 | 320
2017-08-10 20:30 | 333 | 326
2017-08-10 21:00 | 320 | 312
2017-08-10 21:30 | 313 | 304
2017-08-10 22:00 | 321 | 312
2017-08-10 22:30 | 279 | 269
2017-08-10 23:00 | 265 | 253
2017-08-10 23:30 | 262 | 250
2017-08-11 | 248 | 234
2017-08-11 00:30 | 244 | 229
2017-08-11 01:00 | 249 | 234
2017-08-11 01:30 | 233 | 216
2017-08-11 02:00 | 218 | 200
2017-08-11 02:30 | 233 | 214
2017-08-11 03:00 | 253 | 236
2017-08-11 03:30 | 241 | 223
2017-08-11 04:00 | 235 | 216
2017-08-11 04:30 | 215 | 194
2017-08-11 05:00 | 207 | 185
2017-08-11 05:30 | 239 | 221
2017-08-11 06:00 | 265 | 250
2017-08-11 06:30 | 307 | 297
2017-08-11 07:00 | 347 | 340
2017-08-11 07:30 | 366 | 359
2017-08-11 08:00 | 362 | 355
2017-08-11 08:30 | 345 | 337
2017-08-11 09:00 | 344 | 336
2017-08-11 09:30 | 302 | 291
2017-08-11 10:00 | 283 | 271
2017-08-11 10:30 | 269 | 256
2017-08-11 11:00 | 253 | 238
2017-08-11 11:30 | 239 | 223
2017-08-11 12:00 | 229 | 212
2017-08-11 12:30 | 226 | 208
2017-08-11 13:00 | 225 | 207
2017-08-11 13:30 | 257 | 241
2017-08-11 14:00 | 258 | 243
2017-08-11 14:30 | 276 | 262
2017-08-11 15:00 | 278 | 265
2017-08-11 15:30 | 286 | 274
2017-08-11 16:00 | 301 | 289
2017-08-11 16:30 | 296 | 285
2017-08-11 17:00 | 313 | 303
2017-08-11 17:30 | 324 | 314
2017-08-11 18:00 | 332 | 324
2017-08-11 18:30 | 335 | 327
2017-08-11 19:00 | 322 | 314
2017-08-11 19:30 | 316 | 306
2017-08-11 20:00 | 320 | 310
2017-08-11 20:30 | 330 | 320
2017-08-11 21:00 | 322 | 312
2017-08-11 21:30 | 314 | 304
2017-08-11 22:00 | 312 | 301
2017-08-11 22:30 | 277 | 264
2017-08-11 23:00 | 237 | 221
2017-08-11 23:30 | 234 | 217
2017-08-12 | 229 | 211
2017-08-12 00:30 | 215 | 195
2017-08-12 01:00 | 210 | 188
2017-08-12 01:30 | 216 | 195
2017-08-12 02:00 | 193 | 168
2017-08-12 02:30 | 171 | 141
2017-08-12 03:00 | 155 | 117
2017-08-12 03:30 | 147 | 107
2017-08-12 04:00 | 141 | 98
2017-08-12 04:30 | 145 | 103
2017-08-12 05:00 | 154 | 115
2017-08-12 05:30 | 174 | 141
2017-08-12 06:00 | 198 | 171
2017-08-12 06:30 | 245 | 228
2017-08-12 07:00 | 267 | 253
2017-08-12 07:30 | 279 | 265
2017-08-12 08:00 | 294 | 282
2017-08-12 08:30 | 326 | 310
2017-08-12 09:00 | 425 | 395
2017-08-12 09:30 | 418 | 389
2017-08-12 10:00 | 393 | 364
2017-08-12 10:30 | 384 | 353
2017-08-12 11:00 | 377 | 345
2017-08-12 11:30 | 365 | 332
2017-08-12 12:00 | 337 | 301
2017-08-12 12:30 | 321 | 282
2017-08-12 13:00 | 316 | 277
2017-08-12 13:30 | 309 | 268
2017-08-12 14:00 | 287 | 241
2017-08-12 14:30 | 290 | 244
2017-08-12 15:00 | 322 | 281
2017-08-12 15:30 | 344 | 306
2017-08-12 16:00 | 384 | 352
2017-08-12 16:30 | 390 | 358
2017-08-12 17:00 | 419 | 392
2017-08-12 17:30 | 440 | 416
2017-08-12 18:00 | 471 | 450
2017-08-12 18:30 | 467 | 446
2017-08-12 19:00 | 457 | 435
2017-08-12 19:30 | 448 | 424
2017-08-12 20:00 | 440 | 415
2017-08-12 20:30 | 449 | 424
2017-08-12 21:00 | 401 | 372
2017-08-12 21:30 | 407 | 378
2017-08-12 22:00 | 399 | 369
2017-08-12 22:30 | 404 | 375
2017-08-12 23:00 | 394 | 364
2017-08-12 23:30 | 380 | 347
2017-08-13 | 365 | 330
2017-08-13 00:30 | 362 | 325
2017-08-13 01:00 | 360 | 323
2017-08-13 01:30 | 333 | 292
2017-08-13 02:00 | 323 | 277
2017-08-13 02:30 | 318 | 270
2017-08-13 03:00 | 319 | 271
2017-08-13 03:30 | 316 | 268
2017-08-13 04:00 | 314 | 264
2017-08-13 04:30 | 315 | 266
2017-08-13 05:00 | 320 | 271
2017-08-13 05:30 | 331 | 285
2017-08-13 06:00 | 347 | 304
2017-08-13 06:30 | 352 | 309
2017-08-13 07:00 | 369 | 330
2017-08-13 07:30 | 297 | 244
2017-08-13 08:00 | 285 | 230
2017-08-13 08:30 | 298 | 247
2017-08-13 09:00 | 293 | 241
2017-08-13 09:30 | 273 | 215
2017-08-13 10:00 | 233 | 165
2017-08-13 10:30 | 226 | 153
2017-08-13 11:00 | 214 | 135
2017-08-13 11:30 | 204 | 121
2017-08-13 12:00 | 205 | 123
2017-08-13 12:30 | 273 | 217
2017-08-13 13:00 | 304 | 255
2017-08-13 13:30 | 294 | 242
2017-08-13 14:00 | 287 | 233
2017-08-13 14:30 | 291 | 237
2017-08-13 15:00 | 298 | 245
2017-08-13 15:30 | 334 | 289
2017-08-13 16:00 | 367 | 327
2017-08-13 16:30 | 394 | 358
2017-08-13 17:00 | 412 | 379
2017-08-13 17:30 | 426 | 395
2017-08-13 18:00 | 432 | 403
2017-08-13 18:30 | 422 | 392
2017-08-13 19:00 | 413 | 382
2017-08-13 19:30 | 409 | 377
2017-08-13 20:00 | 420 | 389
2017-08-13 20:30 | 412 | 380
2017-08-13 21:00 | 413 | 381
2017-08-13 21:30 | 415 | 383
2017-08-13 22:00 | 408 | 376
2017-08-13 22:30 | 370 | 333
2017-08-13 23:00 | 357 | 316
2017-08-13 23:30 | 372 | 332
2017-08-14 | 370 | 330
2017-08-14 00:30 | 357 | 314
2017-08-14 01:00 | 338 | 292
2017-08-14 01:30 | 311 | 259
2017-08-14 02:00 | 305 | 251
2017-08-14 02:30 | 299 | 245
2017-08-14 03:00 | 290 | 233
2017-08-14 03:30 | 281 | 224
2017-08-14 04:00 | 288 | 232
2017-08-14 04:30 | 302 | 250
2017-08-14 05:00 | 322 | 273
2017-08-14 05:30 | 350 | 308
2017-08-14 06:00 | 377 | 339
2017-08-14 06:30 | 418 | 385
2017-08-14 07:00 | 452 | 423
2017-08-14 07:30 | 458 | 432
2017-08-14 08:00 | 338 | 324
2017-08-14 08:30 | 324 | 312
2017-08-14 09:00 | 315 | 303
2017-08-14 09:30 | 291 | 276
2017-08-14 10:00 | 291 | 277
2017-08-14 10:30 | 278 | 262
2017-08-14 11:00 | 279 | 263
2017-08-14 11:30 | 263 | 246
2017-08-14 12:00 | 263 | 245
2017-08-14 12:30 | 268 | 250
2017-08-14 13:00 | 283 | 267
2017-08-14 13:30 | 281 | 265
2017-08-14 14:00 | 277 | 260
2017-08-14 14:30 | 285 | 269
2017-08-14 15:00 | 305 | 290
2017-08-14 15:30 | 306 | 292
2017-08-14 16:00 | 308 | 294
2017-08-14 16:30 | 323 | 311
2017-08-14 17:00 | 312 | 299
2017-08-14 17:30 | 303 | 290
2017-08-14 18:00 | 320 | 309
2017-08-14 18:30 | 319 | 308
2017-08-14 19:00 | 300 | 288
2017-08-14 19:30 | 292 | 279
2017-08-14 20:00 | 299 | 286
2017-08-14 20:30 | 305 | 293
2017-08-14 21:00 | 301 | 289
2017-08-14 21:30 | 289 | 275
2017-08-14 22:00 | 288 | 274
2017-08-14 22:30 | 292 | 279
2017-08-14 23:00 | 296 | 282
2017-08-14 23:30 | 300 | 286
2017-08-15 | 277 | 262
2017-08-15 00:30 | 255 | 236
2017-08-15 01:00 | 249 | 229
2017-08-15 01:30 | 255 | 236
2017-08-15 02:00 | 239 | 218
2017-08-15 02:30 | 219 | 194
2017-08-15 03:00 | 197 | 170
2017-08-15 03:30 | 183 | 154
2017-08-15 04:00 | 189 | 162
2017-08-15 04:30 | 185 | 157
2017-08-15 05:00 | 216 | 193
2017-08-15 05:30 | 243 | 223
2017-08-15 06:00 | 274 | 258
2017-08-15 06:30 | 323 | 312
2017-08-15 07:00 | 349 | 340
2017-08-15 07:30 | 338 | 329
2017-08-15 08:00 | 350 | 341
2017-08-15 08:30 | 345 | 335
2017-08-15 09:00 | 327 | 317
2017-08-15 09:30 | 291 | 278
2017-08-15 10:00 | 292 | 279
2017-08-15 10:30 | 300 | 288
2017-08-15 11:00 | 293 | 281
2017-08-15 11:30 | 284 | 271
2017-08-15 12:00 | 285 | 272
2017-08-15 12:30 | 283 | 270
2017-08-15 13:00 | 280 | 266
2017-08-15 13:30 | 278 | 265
2017-08-15 14:00 | 275 | 262
2017-08-15 14:30 | 262 | 247
2017-08-15 15:00 | 268 | 254
2017-08-15 15:30 | 292 | 279
2017-08-15 16:00 | 317 | 306
2017-08-15 16:30 | 315 | 304
2017-08-15 17:00 | 318 | 307
2017-08-15 17:30 | 320 | 310
2017-08-15 18:00 | 315 | 305
2017-08-15 18:30 | 304 | 294
2017-08-15 19:00 | 297 | 288
2017-08-15 19:30 | 293 | 284
2017-08-15 20:00 | 307 | 298
2017-08-15 20:30 | 296 | 286
2017-08-15 21:00 | 294 | 284
2017-08-15 21:30 | 300 | 290
2017-08-15 22:00 | 294 | 284
2017-08-15 22:30 | 310 | 300
2017-08-15 23:00 | 298 | 287
2017-08-15 23:30 | 294 | 283
2017-08-16 | 279 | 266
2017-08-16 00:30 | 271 | 258
2017-08-16 01:00 | 260 | 245
2017-08-16 01:30 | 249 | 234
2017-08-16 02:00 | 236 | 218
2017-08-16 02:30 | 169 | 140
2017-08-16 03:00 | 140 | 99
2017-08-16 03:30 | 130 | 83
2017-08-16 04:00 | 126 | 78
2017-08-16 04:30 | 119 | 66
2017-08-16 05:00 | 126 | 79
2017-08-16 05:30 | 163 | 129
2017-08-16 06:00 | 180 | 152
2017-08-16 06:30 | 222 | 201
2017-08-16 07:00 | 277 | 262
2017-08-16 07:30 | 283 | 268
2017-08-16 08:00 | 272 | 256
2017-08-16 08:30 | 273 | 257
2017-08-16 09:00 | 272 | 256
2017-08-16 09:30 | 275 | 259
2017-08-16 10:00 | 257 | 241
2017-08-16 10:30 | 221 | 202
2017-08-16 11:00 | 213 | 193
2017-08-16 11:30 | 216 | 196
2017-08-16 12:00 | 205 | 184
2017-08-16 12:30 | 181 | 157
2017-08-16 13:00 | 197 | 176
2017-08-16 13:30 | 216 | 197
2017-08-16 14:00 | 224 | 205
2017-08-16 14:30 | 215 | 194
2017-08-16 15:00 | 222 | 204
2017-08-16 15:30 | 229 | 211
2017-08-16 16:00 | 258 | 243
2017-08-16 16:30 | 260 | 245
2017-08-16 17:00 | 249 | 233
2017-08-16 17:30 | 233 | 216
2017-08-16 18:00 | 236 | 220
2017-08-16 18:30 | 232 | 216
2017-08-16 19:00 | 227 | 210
2017-08-16 19:30 | 218 | 201
2017-08-16 20:00 | 225 | 209
2017-08-16 20:30 | 230 | 213
2017-08-16 21:00 | 225 | 208
2017-08-16 21:30 | 219 | 201
2017-08-16 22:00 | 213 | 195
2017-08-16 22:30 | 211 | 192
2017-08-16 23:00 | 189 | 167
2017-08-16 23:30 | 185 | 161
2017-08-17 | 190 | 168
2017-08-17 00:30 | 174 | 146
2017-08-17 01:00 | 172 | 143
2017-08-17 01:30 | 166 | 136
2017-08-17 02:00 | 156 | 121
2017-08-17 02:30 | 133 | 93
2017-08-17 03:00 | 127 | 85
2017-08-17 03:30 | 118 | 70
2017-08-17 04:00 | 115 | 73
2017-08-17 04:30 | 117 | 69
2017-08-17 05:00 | 124 | 81
2017-08-17 05:30 | 152 | 120
2017-08-17 06:00 | 198 | 177
2017-08-17 06:30 | 258 | 245
2017-08-17 07:00 | 278 | 266
2017-08-17 07:30 | 285 | 274
2017-08-17 08:00 | 292 | 281
2017-08-17 08:30 | 306 | 296
2017-08-17 09:00 | 300 | 290
2017-08-17 09:30 | 291 | 280
2017-08-17 10:00 | 299 | 288
2017-08-17 10:30 | 292 | 282
2017-08-17 11:00 | 290 | 279
2017-08-17 11:30 | 272 | 260
2017-08-17 12:00 | 266 | 253
2017-08-17 12:30 | 266 | 253
2017-08-17 13:00 | 270 | 257
2017-08-17 13:30 | 268 | 256
2017-08-17 14:00 | 258 | 245
2017-08-17 14:30 | 256 | 243
2017-08-17 15:00 | 261 | 248
2017-08-17 15:30 | 267 | 254
2017-08-17 16:00 | 291 | 280
2017-08-17 16:30 | 288 | 277
2017-08-17 17:00 | 320 | 311
2017-08-17 17:30 | 323 | 314
2017-08-17 18:00 | 337 | 329
2017-08-17 18:30 | 313 | 305
2017-08-17 19:00 | 291 | 281
2017-08-17 19:30 | 291 | 280
2017-08-17 20:00 | 299 | 289
2017-08-17 20:30 | 305 | 295
2017-08-17 21:00 | 298 | 288
2017-08-17 21:30 | 303 | 293
2017-08-17 22:00 | 308 | 297
2017-08-17 22:30 | 245 | 230
2017-08-17 23:00 | 220 | 201
2017-08-17 23:30 | 221 | 203
2017-08-18 | 216 | 196
2017-08-18 00:30 | 207 | 185
2017-08-18 01:00 | 206 | 182
2017-08-18 01:30 | 202 | 178
2017-08-18 02:00 | 181 | 152
2017-08-18 02:30 | 162 | 129
2017-08-18 03:00 | 157 | 123
2017-08-18 03:30 | 167 | 134
2017-08-18 04:00 | 143 | 109
2017-08-18 04:30 | 151 | 121
2017-08-18 05:00 | 172 | 147
2017-08-18 05:30 | 212 | 192
2017-08-18 06:00 | 233 | 216
2017-08-18 06:30 | 263 | 249
2017-08-18 07:00 | 256 | 242
2017-08-18 07:30 | 299 | 288
2017-08-18 08:00 | 307 | 296
2017-08-18 08:30 | 291 | 279
2017-08-18 09:00 | 285 | 273
2017-08-18 09:30 | 288 | 276
2017-08-18 10:00 | 266 | 252
2017-08-18 10:30 | 271 | 257
2017-08-18 11:00 | 267 | 253
2017-08-18 11:30 | 248 | 232
2017-08-18 12:00 | 258 | 243
2017-08-18 12:30 | 245 | 229
2017-08-18 13:00 | 256 | 240
2017-08-18 13:30 | 318 | 295
2017-08-18 14:00 | 359 | 327
2017-08-18 14:30 | 379 | 349
2017-08-18 15:00 | 393 | 364
2017-08-18 15:30 | 389 | 361
2017-08-18 16:00 | 423 | 398
2017-08-18 16:30 | 444 | 421
2017-08-18 17:00 | 448 | 425
2017-08-18 17:30 | 404 | 378
2017-08-18 18:00 | 470 | 449
2017-08-18 18:30 | 473 | 453
2017-08-18 19:00 | 487 | 467
2017-08-18 19:30 | 478 | 457
2017-08-18 20:00 | 482 | 462
2017-08-18 20:30 | 469 | 448
2017-08-18 21:00 | 447 | 424
2017-08-18 21:30 | 462 | 439
2017-08-18 22:00 | 463 | 441
2017-08-18 22:30 | 448 | 424
2017-08-18 23:00 | 390 | 361
2017-08-18 23:30 | 380 | 349
2017-08-19 | 358 | 324
2017-08-19 00:30 | 336 | 298
2017-08-19 01:00 | 335 | 296
2017-08-19 01:30 | 315 | 273
2017-08-19 02:00 | 314 | 267
2017-08-19 02:30 | 302 | 251
2017-08-19 03:00 | 284 | 228
2017-08-19 03:30 | 283 | 228
2017-08-19 04:00 | 285 | 231
2017-08-19 04:30 | 277 | 221
2017-08-19 05:00 | 291 | 238
2017-08-19 05:30 | 315 | 267
2017-08-19 06:00 | 357 | 320
2017-08-19 06:30 | 368 | 332
2017-08-19 07:00 | 384 | 351
2017-08-19 07:30 | 406 | 377
2017-08-19 08:00 | 417 | 390
2017-08-19 08:30 | 399 | 371
2017-08-19 09:00 | 376 | 345
2017-08-19 09:30 | 347 | 312
2017-08-19 10:00 | 322 | 283
2017-08-19 10:30 | 300 | 257
2017-08-19 11:00 | 265 | 216
2017-08-19 11:30 | 239 | 183
2017-08-19 12:00 | 216 | 151
2017-08-19 12:30 | 203 | 132
2017-08-19 13:00 | 199 | 124
2017-08-19 13:30 | 201 | 123
2017-08-19 14:00 | 218 | 150
2017-08-19 14:30 | 242 | 182
2017-08-19 15:00 | 252 | 197
2017-08-19 15:30 | 271 | 220
2017-08-19 16:00 | 325 | 284
2017-08-19 16:30 | 382 | 350
2017-08-19 17:00 | 438 | 412
2017-08-19 17:30 | 449 | 425
2017-08-19 18:00 | 473 | 453
2017-08-19 18:30 | 474 | 455
2017-08-19 19:00 | 455 | 434
2017-08-19 19:30 | 436 | 413
2017-08-19 20:00 | 444 | 422
2017-08-19 20:30 | 452 | 431
2017-08-19 21:00 | 451 | 429
2017-08-19 21:30 | 458 | 437
2017-08-19 22:00 | 457 | 435
2017-08-19 22:30 | 425 | 397
2017-08-19 23:00 | 433 | 407
2017-08-19 23:30 | 442 | 417
2017-08-20 | 396 | 365
2017-08-20 00:30 | 368 | 331
2017-08-20 01:00 | 335 | 293
2017-08-20 01:30 | 323 | 278
2017-08-20 02:00 | 302 | 254
2017-08-20 02:30 | 287 | 236
2017-08-20 03:00 | 291 | 241
2017-08-20 03:30 | 286 | 235
2017-08-20 04:00 | 283 | 231
2017-08-20 04:30 | 294 | 245
2017-08-20 05:00 | 301 | 252
2017-08-20 05:30 | 303 | 255
2017-08-20 06:00 | 327 | 284
2017-08-20 06:30 | 346 | 307
2017-08-20 07:00 | 371 | 335
2017-08-20 07:30 | 347 | 308
2017-08-20 08:00 | 306 | 260
2017-08-20 08:30 | 291 | 242
2017-08-20 09:00 | 271 | 217
2017-08-20 09:30 | 253 | 200
2017-08-20 10:00 | 228 | 165
2017-08-20 10:30 | 210 | 138
2017-08-20 11:00 | 194 | 114
2017-08-20 11:30 | 174 | 80
2017-08-20 12:00 | 165 | 58
2017-08-20 12:30 | 161 | 54
2017-08-20 13:00 | 159 | 49
2017-08-20 13:30 | 164 | 58
2017-08-20 14:00 | 163 | 61
2017-08-20 14:30 | 170 | 76
2017-08-20 15:00 | 188 | 104
2017-08-20 15:30 | 221 | 155
2017-08-20 16:00 | 249 | 193
2017-08-20 16:30 | 314 | 273
2017-08-20 17:00 | 392 | 362
2017-08-20 17:30 | 422 | 395
2017-08-20 18:00 | 448 | 425
2017-08-20 18:30 | 457 | 435
2017-08-20 19:00 | 443 | 419
2017-08-20 19:30 | 428 | 403
2017-08-20 20:00 | 433 | 408
2017-08-20 20:30 | 458 | 435
2017-08-20 21:00 | 442 | 417
2017-08-20 21:30 | 415 | 387
2017-08-20 22:00 | 417 | 389
2017-08-20 22:30 | 385 | 353
2017-08-20 23:00 | 376 | 344
2017-08-20 23:30 | 390 | 359
2017-08-21 | 346 | 307
2017-08-21 00:30 | 341 | 299
2017-08-21 01:00 | 340 | 299
2017-08-21 01:30 | 326 | 283
2017-08-21 02:00 | 306 | 259
2017-08-21 02:30 | 294 | 244
2017-08-21 03:00 | 282 | 229
2017-08-21 03:30 | 284 | 231
2017-08-21 04:00 | 307 | 260
2017-08-21 04:30 | 291 | 240
2017-08-21 05:00 | 314 | 269
2017-08-21 05:30 | 337 | 296
2017-08-21 06:00 | 363 | 326
2017-08-21 06:30 | 428 | 400
2017-08-21 07:00 | 496 | 466
2017-08-21 07:30 | 495 | 459
2017-08-21 08:00 | 493 | 457
2017-08-21 08:30 | 472 | 433
2017-08-21 09:00 | 458 | 416
2017-08-21 09:30 | 462 | 420
2017-08-21 10:00 | 440 | 394
2017-08-21 10:30 | 406 | 374
2017-08-21 11:00 | 399 | 368
2017-08-21 11:30 | 397 | 366
2017-08-21 12:00 | 387 | 355
2017-08-21 12:30 | 376 | 343
2017-08-21 13:00 | 389 | 356
2017-08-21 13:30 | 412 | 383
2017-08-21 14:00 | 414 | 385
2017-08-21 14:30 | 415 | 386
2017-08-21 15:00 | 405 | 375
2017-08-21 15:30 | 419 | 390
2017-08-21 16:00 | 448 | 422
2017-08-21 16:30 | 476 | 453
2017-08-21 17:00 | 469 | 446
2017-08-21 17:30 | 462 | 441
2017-08-21 18:00 | 478 | 459
2017-08-21 18:30 | 470 | 451
2017-08-21 19:00 | 470 | 450
2017-08-21 19:30 | 451 | 430
2017-08-21 20:00 | 450 | 428
2017-08-21 20:30 | 450 | 427
2017-08-21 21:00 | 417 | 393
2017-08-21 21:30 | 404 | 377
2017-08-21 22:00 | 410 | 384
2017-08-21 22:30 | 407 | 380
2017-08-21 23:00 | 378 | 348
2017-08-21 23:30 | 369 | 336
2017-08-22 | 353 | 317
2017-08-22 00:30 | 328 | 284
2017-08-22 01:00 | 309 | 259
2017-08-22 01:30 | 315 | 266
2017-08-22 02:00 | 315 | 265
2017-08-22 02:30 | 309 | 257
2017-08-22 03:00 | 307 | 255
2017-08-22 03:30 | 300 | 244
2017-08-22 04:00 | 303 | 248
2017-08-22 04:30 | 302 | 250
2017-08-22 05:00 | 333 | 289
2017-08-22 05:30 | 371 | 335
2017-08-22 06:00 | 384 | 351
2017-08-22 06:30 | 434 | 407
2017-08-22 07:00 | 469 | 445
2017-08-22 07:30 | 453 | 428
2017-08-22 08:00 | 465 | 441
2017-08-22 08:30 | 341 | 331
2017-08-22 09:00 | 305 | 293
2017-08-22 09:30 | 308 | 297
2017-08-22 10:00 | 296 | 284
2017-08-22 10:30 | 302 | 290
2017-08-22 11:00 | 291 | 278
2017-08-22 11:30 | 293 | 280
2017-08-22 12:00 | 288 | 275
2017-08-22 12:30 | 280 | 266
2017-08-22 13:00 | 276 | 261
2017-08-22 13:30 | 281 | 268
2017-08-22 14:00 | 275 | 261
2017-08-22 14:30 | 286 | 273
2017-08-22 15:00 | 289 | 277
2017-08-22 15:30 | 301 | 290
2017-08-22 16:00 | 309 | 297
2017-08-22 16:30 | 322 | 312
2017-08-22 17:00 | 332 | 323
2017-08-22 17:30 | 328 | 318
2017-08-22 18:00 | 337 | 328
2017-08-22 18:30 | 327 | 318
2017-08-22 19:00 | 322 | 313
2017-08-22 19:30 | 316 | 305
2017-08-22 20:00 | 324 | 314
2017-08-22 20:30 | 336 | 326
2017-08-22 21:00 | 319 | 309
2017-08-22 21:30 | 309 | 298
2017-08-22 22:00 | 303 | 291
2017-08-22 22:30 | 273 | 258
2017-08-22 23:00 | 274 | 259
2017-08-22 23:30 | 265 | 247
2017-08-23 | 254 | 234
2017-08-23 00:30 | 223 | 199
2017-08-23 01:00 | 220 | 196
2017-08-23 01:30 | 213 | 188
2017-08-23 02:00 | 198 | 170
2017-08-23 02:30 | 175 | 143
2017-08-23 03:00 | 181 | 150
2017-08-23 03:30 | 188 | 158
2017-08-23 04:00 | 191 | 161
2017-08-23 04:30 | 203 | 176
2017-08-23 05:00 | 215 | 190
2017-08-23 05:30 | 235 | 212
2017-08-23 06:00 | 256 | 237
2017-08-23 06:30 | 322 | 309
2017-08-23 07:00 | 335 | 324
2017-08-23 07:30 | 325 | 314
2017-08-23 08:00 | 334 | 325
2017-08-23 08:30 | 328 | 318
2017-08-23 09:00 | 321 | 311
2017-08-23 09:30 | 323 | 312
2017-08-23 10:00 | 316 | 305
2017-08-23 10:30 | 299 | 286
2017-08-23 11:00 | 298 | 285
2017-08-23 11:30 | 268 | 253
2017-08-23 12:00 | 264 | 249
2017-08-23 12:30 | 253 | 237
2017-08-23 13:00 | 261 | 246
2017-08-23 13:30 | 247 | 231
2017-08-23 14:00 | 262 | 247
2017-08-23 14:30 | 281 | 268
2017-08-23 15:00 | 296 | 283
2017-08-23 15:30 | 314 | 303
2017-08-23 16:00 | 323 | 312
2017-08-23 16:30 | 308 | 297
2017-08-23 17:00 | 308 | 297
2017-08-23 17:30 | 302 | 290
2017-08-23 18:00 | 309 | 298
2017-08-23 18:30 | 309 | 299
2017-08-23 19:00 | 296 | 285
2017-08-23 19:30 | 280 | 267
2017-08-23 20:00 | 291 | 278
2017-08-23 20:30 | 301 | 289
2017-08-23 21:00 | 304 | 292
2017-08-23 21:30 | 317 | 306
2017-08-23 22:00 | 312 | 301
2017-08-23 22:30 | 275 | 260
2017-08-23 23:00 | 251 | 234
2017-08-23 23:30 | 251 | 233
2017-08-24 | 231 | 211
2017-08-24 00:30 | 212 | 187
2017-08-24 01:00 | 217 | 192
2017-08-24 01:30 | 235 | 213
2017-08-24 02:00 | 238 | 216
2017-08-24 02:30 | 220 | 196
2017-08-24 03:00 | 217 | 192
2017-08-24 03:30 | 203 | 175
2017-08-24 04:00 | 200 | 172
2017-08-24 04:30 | 198 | 170
2017-08-24 05:00 | 220 | 195
2017-08-24 05:30 | 241 | 219
2017-08-24 06:00 | 253 | 233
2017-08-24 06:30 | 307 | 295
2017-08-24 07:00 | 350 | 341
2017-08-24 07:30 | 322 | 311
2017-08-24 08:00 | 330 | 319
2017-08-24 08:30 | 333 | 322
2017-08-24 09:00 | 333 | 323
2017-08-24 09:30 | 332 | 322
2017-08-24 10:00 | 322 | 311
2017-08-24 10:30 | 306 | 294
2017-08-24 11:00 | 293 | 280
2017-08-24 11:30 | 286 | 272
2017-08-24 12:00 | 284 | 270
2017-08-24 12:30 | 283 | 269
2017-08-24 13:00 | 284 | 270
2017-08-24 13:30 | 292 | 280
2017-08-24 14:00 | 296 | 283
2017-08-24 14:30 | 285 | 272
2017-08-24 15:00 | 294 | 281
2017-08-24 15:30 | 308 | 296
2017-08-24 16:00 | 308 | 296
2017-08-24 16:30 | 298 | 286
2017-08-24 17:00 | 315 | 304
2017-08-24 17:30 | 312 | 301
2017-08-24 18:00 | 314 | 303
2017-08-24 18:30 | 297 | 285
2017-08-24 19:00 | 290 | 278
2017-08-24 19:30 | 281 | 268
2017-08-24 20:00 | 289 | 276
2017-08-24 20:30 | 300 | 288
2017-08-24 21:00 | 294 | 282
2017-08-24 21:30 | 297 | 285
2017-08-24 22:00 | 303 | 290
2017-08-24 22:30 | 279 | 264
2017-08-24 23:00 | 278 | 263
2017-08-24 23:30 | 292 | 278
2017-08-25 | 278 | 262
2017-08-25 00:30 | 248 | 229
2017-08-25 01:00 | 239 | 220
2017-08-25 01:30 | 225 | 204
2017-08-25 02:00 | 208 | 183
2017-08-25 02:30 | 203 | 177
2017-08-25 03:00 | 204 | 178
2017-08-25 03:30 | 200 | 175
2017-08-25 04:00 | 202 | 176
2017-08-25 04:30 | 224 | 202
2017-08-25 05:00 | 233 | 213
2017-08-25 05:30 | 266 | 250
2017-08-25 06:00 | 280 | 266
2017-08-25 06:30 | 308 | 296
2017-08-25 07:00 | 323 | 312
2017-08-25 07:30 | 314 | 303
2017-08-25 08:00 | 319 | 307
2017-08-25 08:30 | 321 | 311
2017-08-25 09:00 | 311 | 300
2017-08-25 09:30 | 311 | 300
2017-08-25 10:00 | 292 | 280
2017-08-25 10:30 | 303 | 292
2017-08-25 11:00 | 299 | 287
2017-08-25 11:30 | 300 | 288
2017-08-25 12:00 | 307 | 296
2017-08-25 12:30 | 302 | 291
2017-08-25 13:00 | 288 | 276
2017-08-25 13:30 | 290 | 278
2017-08-25 14:00 | 293 | 281
2017-08-25 14:30 | 304 | 293
2017-08-25 15:00 | 416 | 396
2017-08-25 15:30 | 440 | 417
2017-08-25 16:00 | 446 | 423
2017-08-25 16:30 | 419 | 395
2017-08-25 17:00 | 402 | 376
2017-08-25 17:30 | 427 | 403
2017-08-25 18:00 | 446 | 425
2017-08-25 18:30 | 439 | 418
2017-08-25 19:00 | 401 | 376
2017-08-25 19:30 | 381 | 354
2017-08-25 20:00 | 382 | 355
2017-08-25 20:30 | 378 | 350
2017-08-25 21:00 | 363 | 334
2017-08-25 21:30 | 358 | 328
2017-08-25 22:00 | 356 | 323
2017-08-25 22:30 | 391 | 362
2017-08-25 23:00 | 373 | 343
2017-08-25 23:30 | 409 | 382
2017-08-26 | 416 | 389
2017-08-26 00:30 | 395 | 366
2017-08-26 01:00 | 349 | 314
2017-08-26 01:30 | 336 | 299
2017-08-26 02:00 | 310 | 268
2017-08-26 02:30 | 315 | 270
2017-08-26 03:00 | 315 | 268
2017-08-26 03:30 | 313 | 265
2017-08-26 04:00 | 323 | 277
2017-08-26 04:30 | 316 | 269
2017-08-26 05:00 | 317 | 271
2017-08-26 05:30 | 332 | 290
2017-08-26 06:00 | 347 | 307
2017-08-26 06:30 | 388 | 354
2017-08-26 07:00 | 414 | 383
2017-08-26 07:30 | 416 | 385
2017-08-26 08:00 | 419 | 388
2017-08-26 08:30 | 421 | 392
2017-08-26 09:00 | 415 | 386
2017-08-26 09:30 | 427 | 399
2017-08-26 10:00 | 399 | 368
2017-08-26 10:30 | 376 | 342
2017-08-26 11:00 | 351 | 314
2017-08-26 11:30 | 340 | 302
2017-08-26 12:00 | 339 | 300
2017-08-26 12:30 | 338 | 299
2017-08-26 13:00 | 346 | 308
2017-08-26 13:30 | 350 | 313
2017-08-26 14:00 | 362 | 326
2017-08-26 14:30 | 370 | 336
2017-08-26 15:00 | 372 | 338
2017-08-26 15:30 | 403 | 372
2017-08-26 16:00 | 445 | 418
2017-08-26 16:30 | 443 | 416
2017-08-26 17:00 | 435 | 408
2017-08-26 17:30 | 448 | 423
2017-08-26 18:00 | 443 | 418
2017-08-26 18:30 | 442 | 417
2017-08-26 19:00 | 432 | 406
2017-08-26 19:30 | 434 | 408
2017-08-26 20:00 | 465 | 441
2017-08-26 20:30 | 485 | 463
2017-08-26 21:00 | 491 | 470
2017-08-26 21:30 | 500 | 479
2017-08-26 22:00 | 490 | 468
2017-08-26 22:30 | 457 | 433
2017-08-26 23:00 | 424 | 397
2017-08-26 23:30 | 416 | 388
2017-08-27 | 386 | 355
2017-08-27 00:30 | 382 | 348
2017-08-27 01:00 | 389 | 355
2017-08-27 01:30 | 379 | 342
2017-08-27 02:00 | 376 | 338
2017-08-27 02:30 | 352 | 310
2017-08-27 03:00 | 341 | 296
2017-08-27 03:30 | 369 | 322
2017-08-27 04:00 | 368 | 321
2017-08-27 04:30 | 358 | 309
2017-08-27 05:00 | 351 | 301
2017-08-27 05:30 | 366 | 319
2017-08-27 06:00 | 381 | 338
2017-08-27 06:30 | 421 | 383
2017-08-27 07:00 | 435 | 399
2017-08-27 07:30 | 425 | 392
2017-08-27 08:00 | 422 | 389
2017-08-27 08:30 | 438 | 406
2017-08-27 09:00 | 423 | 391
2017-08-27 09:30 | 414 | 379
2017-08-27 10:00 | 403 | 367
2017-08-27 10:30 | 392 | 356
2017-08-27 11:00 | 384 | 346
2017-08-27 11:30 | 396 | 364
2017-08-27 12:00 | 403 | 372
2017-08-27 12:30 | 393 | 362
2017-08-27 13:00 | 372 | 338
2017-08-27 13:30 | 400 | 369
2017-08-27 14:00 | 405 | 375
2017-08-27 14:30 | 406 | 376
2017-08-27 15:00 | 426 | 397
2017-08-27 15:30 | 441 | 415
2017-08-27 16:00 | 444 | 418
2017-08-27 16:30 | 450 | 424
2017-08-27 17:00 | 481 | 459
2017-08-27 17:30 | 461 | 437
2017-08-27 18:00 | 473 | 451
2017-08-27 18:30 | 483 | 462
2017-08-27 19:00 | 476 | 454
2017-08-27 19:30 | 465 | 441
2017-08-27 20:00 | 483 | 460
2017-08-27 20:30 | 514 | 494
2017-08-27 21:00 | 501 | 480
2017-08-27 21:30 | 498 | 476
2017-08-27 22:00 | 479 | 456
2017-08-27 22:30 | 460 | 434
2017-08-27 23:00 | 426 | 397
2017-08-27 23:30 | 420 | 391
2017-08-28 | 415 | 384
2017-08-28 00:30 | 404 | 371
2017-08-28 01:00 | 390 | 354
2017-08-28 01:30 | 396 | 358
2017-08-28 02:00 | 368 | 326
2017-08-28 02:30 | 337 | 288
2017-08-28 03:00 | 366 | 321
2017-08-28 03:30 | 349 | 300
2017-08-28 04:00 | 359 | 313
2017-08-28 04:30 | 381 | 338
2017-08-28 05:00 | 385 | 343
2017-08-28 05:30 | 418 | 383
2017-08-28 06:00 | 457 | 427
2017-08-28 06:30 | 489 | 466
2017-08-28 07:00 | 521 | 503
2017-08-28 07:30 | 512 | 493
2017-08-28 08:00 | 492 | 472
2017-08-28 08:30 | 468 | 446
2017-08-28 09:00 | 498 | 478
2017-08-28 09:30 | 490 | 470
2017-08-28 10:00 | 455 | 431
2017-08-28 10:30 | 430 | 404
2017-08-28 11:00 | 427 | 401
2017-08-28 11:30 | 449 | 424
2017-08-28 12:00 | 476 | 453
2017-08-28 12:30 | 433 | 407
2017-08-28 13:00 | 398 | 368
2017-08-28 13:30 | 411 | 382
2017-08-28 14:00 | 410 | 382
2017-08-28 14:30 | 430 | 404
2017-08-28 15:00 | 452 | 428
2017-08-28 15:30 | 472 | 449
2017-08-28 16:00 | 502 | 482
2017-08-28 16:30 | 488 | 467
2017-08-28 17:00 | 487 | 466
2017-08-28 17:30 | 494 | 473
2017-08-28 18:00 | 512 | 494
2017-08-28 18:30 | 516 | 497
2017-08-28 19:00 | 511 | 493
2017-08-28 19:30 | 496 | 476
2017-08-28 20:00 | 497 | 478
2017-08-28 20:30 | 536 | 519
2017-08-28 21:00 | 528 | 510
2017-08-28 21:30 | 516 | 497
2017-08-28 22:00 | 496 | 476
2017-08-28 22:30 | 507 | 488
2017-08-28 23:00 | 499 | 480
2017-08-28 23:30 | 486 | 466
2017-08-29 | 463 | 440
2017-08-29 00:30 | 427 | 400
2017-08-29 01:00 | 415 | 386
2017-08-29 01:30 | 430 | 402
2017-08-29 02:00 | 420 | 391
2017-08-29 02:30 | 393 | 360
2017-08-29 03:00 | 394 | 361
2017-08-29 03:30 | 397 | 365
2017-08-29 04:00 | 409 | 378
2017-08-29 04:30 | 420 | 391
2017-08-29 05:00 | 450 | 423
2017-08-29 05:30 | 505 | 483
2017-08-29 06:00 | 529 | 510
2017-08-29 06:30 | 535 | 518
2017-08-29 07:00 | 558 | 543
2017-08-29 07:30 | 558 | 533
2017-08-29 08:00 | 546 | 517
2017-08-29 08:30 | 540 | 511
2017-08-29 09:00 | 505 | 471
2017-08-29 09:30 | 515 | 484
2017-08-29 10:00 | 482 | 457
2017-08-29 10:30 | 451 | 429
2017-08-29 11:00 | 445 | 422
2017-08-29 11:30 | 429 | 405
2017-08-29 12:00 | 420 | 396
2017-08-29 12:30 | 435 | 412
2017-08-29 13:00 | 442 | 419
2017-08-29 13:30 | 466 | 445
2017-08-29 14:00 | 468 | 447
2017-08-29 14:30 | 465 | 444
2017-08-29 15:00 | 456 | 435
2017-08-29 15:30 | 456 | 435
2017-08-29 16:00 | 458 | 437
2017-08-29 16:30 | 463 | 442
2017-08-29 17:00 | 488 | 470
2017-08-29 17:30 | 524 | 509
2017-08-29 18:00 | 534 | 519
2017-08-29 18:30 | 528 | 513
2017-08-29 19:00 | 514 | 497
2017-08-29 19:30 | 522 | 507
2017-08-29 20:00 | 520 | 504
2017-08-29 20:30 | 518 | 501
2017-08-29 21:00 | 500 | 483
2017-08-29 21:30 | 497 | 478
2017-08-29 22:00 | 485 | 466
2017-08-29 22:30 | 520 | 503
2017-08-29 23:00 | 491 | 472
2017-08-29 23:30 | 488 | 467
2017-08-30 | 453 | 430
2017-08-30 00:30 | 416 | 390
2017-08-30 01:00 | 397 | 368
2017-08-30 01:30 | 405 | 377
2017-08-30 02:00 | 392 | 362
2017-08-30 02:30 | 393 | 363
2017-08-30 03:00 | 382 | 351
2017-08-30 03:30 | 374 | 342
2017-08-30 04:00 | 367 | 335
2017-08-30 04:30 | 394 | 364
2017-08-30 05:00 | 412 | 385
2017-08-30 05:30 | 439 | 415
2017-08-30 06:00 | 473 | 451
2017-08-30 06:30 | 515 | 497
2017-08-30 07:00 | 554 | 538
2017-08-30 07:30 | 539 | 523
2017-08-30 08:00 | 535 | 517
2017-08-30 08:30 | 522 | 504
2017-08-30 09:00 | 499 | 479
2017-08-30 09:30 | 475 | 454
2017-08-30 10:00 | 461 | 441
2017-08-30 10:30 | 457 | 436
2017-08-30 11:00 | 446 | 424
2017-08-30 11:30 | 433 | 410
2017-08-30 12:00 | 460 | 439
2017-08-30 12:30 | 477 | 457
2017-08-30 13:00 | 480 | 461
2017-08-30 13:30 | 484 | 464
2017-08-30 14:00 | 458 | 437
2017-08-30 14:30 | 462 | 441
2017-08-30 15:00 | 466 | 445
2017-08-30 15:30 | 474 | 454
2017-08-30 16:00 | 483 | 463
2017-08-30 16:30 | 488 | 469
2017-08-30 17:00 | 491 | 473
2017-08-30 17:30 | 512 | 495
2017-08-30 18:00 | 500 | 483
2017-08-30 18:30 | 514 | 498
2017-08-30 19:00 | 504 | 488
2017-08-30 19:30 | 488 | 470
2017-08-30 20:00 | 489 | 470
2017-08-30 20:30 | 490 | 472
2017-08-30 21:00 | 487 | 468
2017-08-30 21:30 | 489 | 470
2017-08-30 22:00 | 490 | 471
2017-08-30 22:30 | 477 | 455
2017-08-30 23:00 | 439 | 413
2017-08-30 23:30 | 446 | 420
2017-08-31 | 417 | 388
2017-08-31 00:30 | 395 | 359
2017-08-31 01:00 | 391 | 356
2017-08-31 01:30 | 389 | 353
2017-08-31 02:00 | 371 | 333
2017-08-31 02:30 | 356 | 316
2017-08-31 03:00 | 350 | 307
2017-08-31 03:30 | 349 | 304
2017-08-31 04:00 | 365 | 323
2017-08-31 04:30 | 414 | 378
2017-08-31 05:00 | 437 | 404
2017-08-31 05:30 | 458 | 429
2017-08-31 06:00 | 488 | 462
2017-08-31 06:30 | 528 | 507
2017-08-31 07:00 | 563 | 546
2017-08-31 07:30 | 553 | 535
2017-08-31 08:00 | 553 | 536
2017-08-31 08:30 | 519 | 499
2017-08-31 09:00 | 493 | 471
2017-08-31 09:30 | 480 | 456
2017-08-31 10:00 | 457 | 431
2017-08-31 10:30 | 463 | 437
2017-08-31 11:00 | 416 | 386
2017-08-31 11:30 | 357 | 321
2017-08-31 12:00 | 372 | 337
2017-08-31 12:30 | 373 | 338
2017-08-31 13:00 | 434 | 406
2017-08-31 13:30 | 468 | 442
2017-08-31 14:00 | 497 | 474
2017-08-31 14:30 | 508 | 487
2017-08-31 15:00 | 513 | 491
2017-08-31 15:30 | 502 | 480
2017-08-31 16:00 | 500 | 477
2017-08-31 16:30 | 492 | 469
2017-08-31 17:00 | 503 | 481
2017-08-31 17:30 | 511 | 491
2017-08-31 18:00 | 526 | 507
2017-08-31 18:30 | 524 | 504
2017-08-31 19:00 | 503 | 481
2017-08-31 19:30 | 487 | 464
2017-08-31 20:00 | 486 | 464
2017-08-31 20:30 | 507 | 486
2017-08-31 21:00 | 509 | 488
2017-08-31 21:30 | 500 | 479
2017-08-31 22:00 | 493 | 470
2017-08-31 22:30 | 446 | 418
2017-08-31 23:00 | 413 | 383
2017-08-31 23:30 | 420 | 389
2017-09-01 | 408 | 377
2017-09-01 00:30 | 400 | 367
2017-09-01 01:00 | 414 | 383
2017-09-01 01:30 | 401 | 366
2017-09-01 02:00 | 368 | 330
2017-09-01 02:30 | 357 | 318
2017-09-01 03:00 | 351 | 310
2017-09-01 03:30 | 361 | 322
2017-09-01 04:00 | 388 | 353
2017-09-01 04:30 | 388 | 353
2017-09-01 05:00 | 390 | 355
2017-09-01 05:30 | 442 | 414
2017-09-01 06:00 | 483 | 461
2017-09-01 06:30 | 470 | 448
2017-09-01 07:00 | 494 | 474
2017-09-01 07:30 | 459 | 436
2017-09-01 08:00 | 462 | 439
2017-09-01 08:30 | 473 | 451
2017-09-01 09:00 | 463 | 440
2017-09-01 09:30 | 472 | 449
2017-09-01 10:00 | 447 | 421
2017-09-01 10:30 | 458 | 434
2017-09-01 11:00 | 458 | 434
2017-09-01 11:30 | 437 | 411
2017-09-01 12:00 | 414 | 385
2017-09-01 12:30 | 423 | 396
2017-09-01 13:00 | 408 | 379
2017-09-01 13:30 | 423 | 396
2017-09-01 14:00 | 420 | 392
2017-09-01 14:30 | 447 | 422
2017-09-01 15:00 | 483 | 461
2017-09-01 15:30 | 485 | 463
2017-09-01 16:00 | 486 | 465
2017-09-01 16:30 | 486 | 465
2017-09-01 17:00 | 477 | 454
2017-09-01 17:30 | 489 | 468
2017-09-01 18:00 | 524 | 507
2017-09-01 18:30 | 531 | 514
2017-09-01 19:00 | 502 | 482
2017-09-01 19:30 | 457 | 434
2017-09-01 20:00 | 466 | 443
2017-09-01 20:30 | 471 | 448
2017-09-01 21:00 | 471 | 447
2017-09-01 21:30 | 469 | 446
2017-09-01 22:00 | 458 | 434
2017-09-01 22:30 | 467 | 443
2017-09-01 23:00 | 439 | 413
2017-09-01 23:30 | 436 | 410
2017-09-02 | 443 | 416
2017-09-02 00:30 | 429 | 402
2017-09-02 01:00 | 374 | 340
2017-09-02 01:30 | 354 | 316
2017-09-02 02:00 | 344 | 304
2017-09-02 02:30 | 321 | 276
2017-09-02 03:00 | 336 | 294
2017-09-02 03:30 | 331 | 288
2017-09-02 04:00 | 335 | 293
2017-09-02 04:30 | 346 | 306
2017-09-02 05:00 | 363 | 325
2017-09-02 05:30 | 369 | 332
2017-09-02 06:00 | 392 | 358
2017-09-02 06:30 | 441 | 412
2017-09-02 07:00 | 453 | 426
2017-09-02 07:30 | 458 | 431
2017-09-02 08:00 | 456 | 430
2017-09-02 08:30 | 464 | 439
2017-09-02 09:00 | 463 | 438
2017-09-02 09:30 | 450 | 423
2017-09-02 10:00 | 452 | 425
2017-09-02 10:30 | 427 | 398
2017-09-02 11:00 | 419 | 389
2017-09-02 11:30 | 401 | 369
2017-09-02 12:00 | 379 | 345
2017-09-02 12:30 | 376 | 341
2017-09-02 13:00 | 370 | 334
2017-09-02 13:30 | 371 | 334
2017-09-02 14:00 | 364 | 326
2017-09-02 14:30 | 388 | 353
2017-09-02 15:00 | 408 | 375
2017-09-02 15:30 | 418 | 386
2017-09-02 16:00 | 451 | 423
2017-09-02 16:30 | 467 | 441
2017-09-02 17:00 | 498 | 475
2017-09-02 17:30 | 516 | 495
2017-09-02 18:00 | 507 | 487
2017-09-02 18:30 | 486 | 465
2017-09-02 19:00 | 496 | 476
2017-09-02 19:30 | 462 | 439
2017-09-02 20:00 | 477 | 454
2017-09-02 20:30 | 477 | 455
2017-09-02 21:00 | 454 | 430
2017-09-02 21:30 | 454 | 429
2017-09-02 22:00 | 457 | 433
2017-09-02 22:30 | 436 | 410
2017-09-02 23:00 | 406 | 378
2017-09-02 23:30 | 399 | 370
2017-09-03 | 375 | 342
2017-09-03 00:30 | 394 | 364
2017-09-03 01:00 | 374 | 341
2017-09-03 01:30 | 362 | 327
2017-09-03 02:00 | 345 | 306
2017-09-03 02:30 | 312 | 267
2017-09-03 03:00 | 308 | 261
2017-09-03 03:30 | 300 | 252
2017-09-03 04:00 | 301 | 254
2017-09-03 04:30 | 305 | 257
2017-09-03 05:00 | 299 | 251
2017-09-03 05:30 | 320 | 276
2017-09-03 06:00 | 345 | 304
2017-09-03 06:30 | 427 | 397
2017-09-03 07:00 | 430 | 402
2017-09-03 07:30 | 437 | 410
2017-09-03 08:00 | 437 | 410
2017-09-03 08:30 | 440 | 412
2017-09-03 09:00 | 425 | 396
2017-09-03 09:30 | 395 | 364
2017-09-03 10:00 | 395 | 364
2017-09-03 10:30 | 386 | 354
2017-09-03 11:00 | 361 | 326
2017-09-03 11:30 | 366 | 331
2017-09-03 12:00 | 328 | 289
2017-09-03 12:30 | 286 | 239
2017-09-03 13:00 | 269 | 220
2017-09-03 13:30 | 279 | 231
2017-09-03 14:00 | 259 | 207
2017-09-03 14:30 | 298 | 253
2017-09-03 15:00 | 345 | 308
2017-09-03 15:30 | 369 | 334
2017-09-03 16:00 | 379 | 347
2017-09-03 16:30 | 372 | 339
2017-09-03 17:00 | 394 | 363
2017-09-03 17:30 | 414 | 385
2017-09-03 18:00 | 446 | 421
2017-09-03 18:30 | 458 | 434
2017-09-03 19:00 | 460 | 437
2017-09-03 19:30 | 458 | 434
2017-09-03 20:00 | 492 | 471
2017-09-03 20:30 | 493 | 471
2017-09-03 21:00 | 480 | 458
2017-09-03 21:30 | 482 | 460
2017-09-03 22:00 | 483 | 461
2017-09-03 22:30 | 432 | 406
2017-09-03 23:00 | 409 | 380
2017-09-03 23:30 | 397 | 366
2017-09-04 | 379 | 347
2017-09-04 00:30 | 355 | 320
2017-09-04 01:00 | 347 | 308
2017-09-04 01:30 | 355 | 315
2017-09-04 02:00 | 327 | 282
2017-09-04 02:30 | 289 | 236
2017-09-04 03:00 | 255 | 194
2017-09-04 03:30 | 261 | 200
2017-09-04 04:00 | 253 | 189
2017-09-04 04:30 | 275 | 218
2017-09-04 05:00 | 301 | 250
2017-09-04 05:30 | 335 | 291
2017-09-04 06:00 | 301 | 251
2017-09-04 06:30 | 386 | 351
2017-09-04 07:00 | 415 | 384
2017-09-04 07:30 | 458 | 431
2017-09-04 08:00 | 487 | 463
2017-09-04 08:30 | 469 | 443
2017-09-04 09:00 | 476 | 451
2017-09-04 09:30 | 468 | 442
2017-09-04 10:00 | 432 | 402
2017-09-04 10:30 | 422 | 391
2017-09-04 11:00 | 449 | 421
2017-09-04 11:30 | 442 | 415
2017-09-04 12:00 | 452 | 426
2017-09-04 12:30 | 466 | 442
2017-09-04 13:00 | 452 | 426
2017-09-04 13:30 | 441 | 413
2017-09-04 14:00 | 448 | 421
2017-09-04 14:30 | 459 | 434
2017-09-04 15:00 | 486 | 463
2017-09-04 15:30 | 481 | 458
2017-09-04 16:00 | 481 | 458
2017-09-04 16:30 | 484 | 462
2017-09-04 17:00 | 489 | 467
2017-09-04 17:30 | 493 | 472
2017-09-04 18:00 | 469 | 446
2017-09-04 18:30 | 462 | 438
2017-09-04 19:00 | 457 | 433
2017-09-04 19:30 | 467 | 443
2017-09-04 20:00 | 473 | 449
2017-09-04 20:30 | 458 | 433
2017-09-04 21:00 | 468 | 444
2017-09-04 21:30 | 468 | 444
2017-09-04 22:00 | 487 | 464
2017-09-04 22:30 | 433 | 406
2017-09-04 23:00 | 408 | 378
2017-09-04 23:30 | 394 | 362
2017-09-05 | 383 | 349
2017-09-05 00:30 | 349 | 309
2017-09-05 01:00 | 354 | 315
2017-09-05 01:30 | 359 | 322
2017-09-05 02:00 | 352 | 314
2017-09-05 02:30 | 312 | 265
2017-09-05 03:00 | 274 | 218
2017-09-05 03:30 | 325 | 280
2017-09-05 04:00 | 381 | 343
2017-09-05 04:30 | 352 | 312
2017-09-05 05:00 | 380 | 344
2017-09-05 05:30 | 415 | 383
2017-09-05 06:00 | 422 | 391
2017-09-05 06:30 | 432 | 404
2017-09-05 07:00 | 456 | 431
2017-09-05 07:30 | 429 | 402
2017-09-05 08:00 | 424 | 397
2017-09-05 08:30 | 423 | 396
2017-09-05 09:00 | 441 | 415
2017-09-05 09:30 | 415 | 388
2017-09-05 10:00 | 384 | 354
2017-09-05 10:30 | 371 | 340
2017-09-05 11:00 | 380 | 350
2017-09-05 11:30 | 405 | 377
2017-09-05 12:00 | 421 | 396
2017-09-05 12:30 | 411 | 385
2017-09-05 13:00 | 390 | 362
2017-09-05 13:30 | 379 | 350
2017-09-05 14:00 | 344 | 311
2017-09-05 14:30 | 362 | 332
2017-09-05 15:00 | 384 | 355
2017-09-05 15:30 | 384 | 356
2017-09-05 16:00 | 417 | 392
2017-09-05 16:30 | 394 | 367
2017-09-05 17:00 | 426 | 403
2017-09-05 17:30 | 426 | 402
2017-09-05 18:00 | 441 | 419
2017-09-05 18:30 | 446 | 424
2017-09-05 19:00 | 452 | 431
2017-09-05 19:30 | 424 | 400
2017-09-05 20:00 | 443 | 420
2017-09-05 20:30 | 439 | 416
2017-09-05 21:00 | 455 | 434
2017-09-05 21:30 | 469 | 449
2017-09-05 22:00 | 466 | 445
2017-09-05 22:30 | 399 | 371
2017-09-05 23:00 | 374 | 344
2017-09-05 23:30 | 369 | 337
2017-09-06 | 372 | 340
2017-09-06 00:30 | 365 | 332
2017-09-06 01:00 | 330 | 292
2017-09-06 01:30 | 328 | 290
2017-09-06 02:00 | 298 | 254
2017-09-06 02:30 | 260 | 209
2017-09-06 03:00 | 249 | 194
2017-09-06 03:30 | 267 | 213
2017-09-06 04:00 | 271 | 216
2017-09-06 04:30 | 287 | 237
2017-09-06 05:00 | 306 | 259
2017-09-06 05:30 | 296 | 247
2017-09-06 06:00 | 327 | 284
2017-09-06 06:30 | 364 | 328
2017-09-06 07:00 | 382 | 350
2017-09-06 07:30 | 388 | 360
2017-09-06 08:00 | 400 | 374
2017-09-06 08:30 | 401 | 374
2017-09-06 09:00 | 398 | 371
2017-09-06 09:30 | 401 | 379
2017-09-06 10:00 | 400 | 377
2017-09-06 10:30 | 402 | 380
2017-09-06 11:00 | 389 | 366
2017-09-06 11:30 | 400 | 377
2017-09-06 12:00 | 397 | 375
2017-09-06 12:30 | 398 | 375
2017-09-06 13:00 | 382 | 359
2017-09-06 13:30 | 370 | 346
2017-09-06 14:00 | 376 | 353
2017-09-06 14:30 | 392 | 370
2017-09-06 15:00 | 406 | 385
2017-09-06 15:30 | 418 | 398
2017-09-06 16:00 | 435 | 416
2017-09-06 16:30 | 417 | 397
2017-09-06 17:00 | 426 | 406
2017-09-06 17:30 | 419 | 399
2017-09-06 18:00 | 428 | 410
2017-09-06 18:30 | 426 | 408
2017-09-06 19:00 | 422 | 404
2017-09-06 19:30 | 414 | 395
2017-09-06 20:00 | 436 | 417
2017-09-06 20:30 | 436 | 417
2017-09-06 21:00 | 434 | 415
2017-09-06 21:30 | 436 | 417
2017-09-06 22:00 | 444 | 424
2017-09-06 22:30 | 383 | 358
2017-09-06 23:00 | 346 | 319
2017-09-06 23:30 | 342 | 313
2017-09-07 | 352 | 324
2017-09-07 00:30 | 309 | 272
2017-09-07 01:00 | 295 | 255
2017-09-07 01:30 | 279 | 236
2017-09-07 02:00 | 248 | 198
2017-09-07 02:30 | 223 | 164
2017-09-07 03:00 | 226 | 168
2017-09-07 03:30 | 226 | 166
2017-09-07 04:00 | 229 | 171
2017-09-07 04:30 | 254 | 202
2017-09-07 05:00 | 252 | 201
2017-09-07 05:30 | 264 | 216
2017-09-07 06:00 | 266 | 219
2017-09-07 06:30 | 341 | 308
2017-09-07 07:00 | 385 | 357
2017-09-07 07:30 | 389 | 361
2017-09-07 08:00 | 405 | 379
2017-09-07 08:30 | 415 | 389
2017-09-07 09:00 | 408 | 382
2017-09-07 09:30 | 394 | 366
2017-09-07 10:00 | 364 | 332
2017-09-07 10:30 | 366 | 335
2017-09-07 11:00 | 370 | 339
2017-09-07 11:30 | 355 | 322
2017-09-07 12:00 | 360 | 328
2017-09-07 12:30 | 362 | 331
2017-09-07 13:00 | 347 | 314
2017-09-07 13:30 | 374 | 344
2017-09-07 14:00 | 387 | 358
2017-09-07 14:30 | 402 | 375
2017-09-07 15:00 | 401 | 374
2017-09-07 15:30 | 412 | 387
2017-09-07 16:00 | 428 | 403
2017-09-07 16:30 | 451 | 428
2017-09-07 17:00 | 469 | 448
2017-09-07 17:30 | 466 | 446
2017-09-07 18:00 | 474 | 455
2017-09-07 18:30 | 469 | 449
2017-09-07 19:00 | 455 | 436
2017-09-07 19:30 | 452 | 432
2017-09-07 20:00 | 457 | 438
2017-09-07 20:30 | 457 | 438
2017-09-07 21:00 | 469 | 449
2017-09-07 21:30 | 457 | 437
2017-09-07 22:00 | 447 | 426
2017-09-07 22:30 | 402 | 378
2017-09-07 23:00 | 360 | 332
2017-09-07 23:30 | 360 | 332
2017-09-08 | 353 | 324
2017-09-08 00:30 | 314 | 280
2017-09-08 01:00 | 302 | 265
2017-09-08 01:30 | 299 | 258
2017-09-08 02:00 | 297 | 250
2017-09-08 02:30 | 279 | 228
2017-09-08 03:00 | 276 | 224
2017-09-08 03:30 | 280 | 228
2017-09-08 04:00 | 281 | 229
2017-09-08 04:30 | 285 | 235
2017-09-08 05:00 | 286 | 237
2017-09-08 05:30 | 308 | 263
2017-09-08 06:00 | 314 | 272
2017-09-08 06:30 | 397 | 367
2017-09-08 07:00 | 426 | 399
2017-09-08 07:30 | 438 | 414
2017-09-08 08:00 | 438 | 414
2017-09-08 08:30 | 397 | 369
2017-09-08 09:00 | 397 | 368
2017-09-08 09:30 | 407 | 381
2017-09-08 10:00 | 401 | 375
2017-09-08 10:30 | 383 | 355
2017-09-08 11:00 | 369 | 339
2017-09-08 11:30 | 357 | 326
2017-09-08 12:00 | 350 | 318
2017-09-08 12:30 | 345 | 312
2017-09-08 13:00 | 356 | 324
2017-09-08 13:30 | 356 | 324
2017-09-08 14:00 | 362 | 330
2017-09-08 14:30 | 373 | 343
2017-09-08 15:00 | 392 | 364
2017-09-08 15:30 | 397 | 369
2017-09-08 16:00 | 415 | 389
2017-09-08 16:30 | 429 | 405
2017-09-08 17:00 | 451 | 429
2017-09-08 17:30 | 454 | 432
2017-09-08 18:00 | 462 | 442
2017-09-08 18:30 | 473 | 454
2017-09-08 19:00 | 479 | 460
2017-09-08 19:30 | 487 | 468
2017-09-08 20:00 | 485 | 466
2017-09-08 20:30 | 489 | 470
2017-09-08 21:00 | 484 | 464
2017-09-08 21:30 | 497 | 477
2017-09-08 22:00 | 484 | 464
2017-09-08 22:30 | 471 | 451
2017-09-08 23:00 | 431 | 407
2017-09-08 23:30 | 419 | 393
2017-09-09 | 389 | 359
2017-09-09 00:30 | 314 | 272
2017-09-09 01:00 | 285 | 238
2017-09-09 01:30 | 291 | 238
2017-09-09 02:00 | 281 | 226
2017-09-09 02:30 | 263 | 199
2017-09-09 03:00 | 262 | 199
2017-09-09 03:30 | 265 | 200
2017-09-09 04:00 | 280 | 221
2017-09-09 04:30 | 313 | 262
2017-09-09 05:00 | 337 | 290
2017-09-09 05:30 | 341 | 296
2017-09-09 06:00 | 342 | 300
2017-09-09 06:30 | 373 | 336
2017-09-09 07:00 | 384 | 352
2017-09-09 07:30 | 394 | 363
2017-09-09 08:00 | 409 | 381
2017-09-09 08:30 | 406 | 377
2017-09-09 09:00 | 401 | 371
2017-09-09 09:30 | 386 | 355
2017-09-09 10:00 | 344 | 310
2017-09-09 10:30 | 314 | 277
2017-09-09 11:00 | 304 | 265
2017-09-09 11:30 | 276 | 232
2017-09-09 12:00 | 266 | 220
2017-09-09 12:30 | 241 | 192
2017-09-09 13:00 | 239 | 188
2017-09-09 13:30 | 234 | 182
2017-09-09 14:00 | 257 | 211
2017-09-09 14:30 | 279 | 238
2017-09-09 15:00 | 317 | 282
2017-09-09 15:30 | 348 | 317
2017-09-09 16:00 | 385 | 357
2017-09-09 16:30 | 384 | 357
2017-09-09 17:00 | 386 | 360
2017-09-09 17:30 | 394 | 370
2017-09-09 18:00 | 413 | 391
2017-09-09 18:30 | 412 | 390
2017-09-09 19:00 | 401 | 377
2017-09-09 19:30 | 409 | 386
2017-09-09 20:00 | 416 | 393
2017-09-09 20:30 | 415 | 392
2017-09-09 21:00 | 408 | 385
2017-09-09 21:30 | 399 | 376
2017-09-09 22:00 | 408 | 385
2017-09-09 22:30 | 351 | 323
2017-09-09 23:00 | 322 | 291
2017-09-09 23:30 | 318 | 286
2017-09-10 | 321 | 289
2017-09-10 00:30 | 313 | 276
2017-09-10 01:00 | 303 | 263
2017-09-10 01:30 | 307 | 266
2017-09-10 02:00 | 297 | 254
2017-09-10 02:30 | 281 | 236
2017-09-10 03:00 | 276 | 229
2017-09-10 03:30 | 282 | 237
2017-09-10 04:00 | 302 | 259
2017-09-10 04:30 | 318 | 278
2017-09-10 05:00 | 326 | 288
2017-09-10 05:30 | 328 | 291
2017-09-10 06:00 | 328 | 290
2017-09-10 06:30 | 352 | 316
2017-09-10 07:00 | 366 | 333
2017-09-10 07:30 | 383 | 353
2017-09-10 08:00 | 377 | 345
2017-09-10 08:30 | 376 | 344
2017-09-10 09:00 | 367 | 335
2017-09-10 09:30 | 351 | 319
2017-09-10 10:00 | 339 | 307
2017-09-10 10:30 | 331 | 297
2017-09-10 11:00 | 324 | 291
2017-09-10 11:30 | 303 | 266
2017-09-10 12:00 | 299 | 262
2017-09-10 12:30 | 292 | 253
2017-09-10 13:00 | 298 | 260
2017-09-10 13:30 | 294 | 255
2017-09-10 14:00 | 304 | 267
2017-09-10 14:30 | 320 | 285
2017-09-10 15:00 | 340 | 308
2017-09-10 15:30 | 357 | 327
2017-09-10 16:00 | 370 | 342
2017-09-10 16:30 | 373 | 346
2017-09-10 17:00 | 391 | 366
2017-09-10 17:30 | 392 | 366
2017-09-10 18:00 | 388 | 362
2017-09-10 18:30 | 394 | 369
2017-09-10 19:00 | 377 | 351
2017-09-10 19:30 | 359 | 329
2017-09-10 20:00 | 352 | 323
2017-09-10 20:30 | 374 | 347
2017-09-10 21:00 | 373 | 346
2017-09-10 21:30 | 375 | 348
2017-09-10 22:00 | 374 | 347
2017-09-10 22:30 | 345 | 316
2017-09-10 23:00 | 330 | 298
2017-09-10 23:30 | 319 | 285
2017-09-11 | 303 | 267
2017-09-11 00:30 | 308 | 271
2017-09-11 01:00 | 300 | 263
2017-09-11 01:30 | 296 | 255
2017-09-11 02:00 | 289 | 245
2017-09-11 02:30 | 266 | 217
2017-09-11 03:00 | 256 | 206
2017-09-11 03:30 | 261 | 210
2017-09-11 04:00 | 259 | 208
2017-09-11 04:30 | 274 | 226
2017-09-11 05:00 | 290 | 245
2017-09-11 05:30 | 291 | 247
2017-09-11 06:00 | 300 | 259
2017-09-11 06:30 | 347 | 314
2017-09-11 07:00 | 363 | 333
2017-09-11 07:30 | 370 | 339
2017-09-11 08:00 | 383 | 355
2017-09-11 08:30 | 378 | 349
2017-09-11 09:00 | 370 | 339
2017-09-11 09:30 | 370 | 342
2017-09-11 10:00 | 377 | 351
2017-09-11 10:30 | 368 | 340
2017-09-11 11:00 | 377 | 350
2017-09-11 11:30 | 373 | 346
2017-09-11 12:00 | 391 | 365
2017-09-11 12:30 | 405 | 380
2017-09-11 13:00 | 404 | 379
2017-09-11 13:30 | 403 | 379
2017-09-11 14:00 | 398 | 373
2017-09-11 14:30 | 401 | 376
2017-09-11 15:00 | 421 | 397
2017-09-11 15:30 | 426 | 404
2017-09-11 16:00 | 435 | 415
2017-09-11 16:30 | 457 | 438
2017-09-11 17:00 | 480 | 464
2017-09-11 17:30 | 462 | 444
2017-09-11 18:00 | 477 | 461
2017-09-11 18:30 | 471 | 455
2017-09-11 19:00 | 447 | 429
2017-09-11 19:30 | 412 | 391
2017-09-11 20:00 | 406 | 384
2017-09-11 20:30 | 400 | 378
2017-09-11 21:00 | 409 | 387
2017-09-11 21:30 | 415 | 393
2017-09-11 22:00 | 415 | 392
2017-09-11 22:30 | 373 | 346
2017-09-11 23:00 | 342 | 314
2017-09-11 23:30 | 340 | 310
2017-09-12 | 308 | 274
2017-09-12 00:30 | 288 | 247
2017-09-12 01:00 | 292 | 253
2017-09-12 01:30 | 282 | 239
2017-09-12 02:00 | 273 | 228
2017-09-12 02:30 | 279 | 234
2017-09-12 03:00 | 272 | 224
2017-09-12 03:30 | 266 | 218
2017-09-12 04:00 | 265 | 217
2017-09-12 04:30 | 288 | 244
2017-09-12 05:00 | 306 | 266
2017-09-12 05:30 | 316 | 277
2017-09-12 06:00 | 313 | 275
2017-09-12 06:30 | 389 | 360
2017-09-12 07:00 | 408 | 382
2017-09-12 07:30 | 437 | 413
2017-09-12 08:00 | 434 | 409
2017-09-12 08:30 | 438 | 414
2017-09-12 09:00 | 444 | 422
2017-09-12 09:30 | 490 | 475
2017-09-12 10:00 | 483 | 467
2017-09-12 10:30 | 454 | 436
2017-09-12 11:00 | 437 | 415
2017-09-12 11:30 | 432 | 410
2017-09-12 12:00 | 432 | 410
2017-09-12 12:30 | 425 | 403
2017-09-12 13:00 | 410 | 387
2017-09-12 13:30 | 409 | 385
2017-09-12 14:00 | 413 | 390
2017-09-12 14:30 | 431 | 409
2017-09-12 15:00 | 451 | 431
2017-09-12 15:30 | 464 | 446
2017-09-12 16:00 | 476 | 459
2017-09-12 16:30 | 468 | 451
2017-09-12 17:00 | 455 | 438
2017-09-12 17:30 | 444 | 426
2017-09-12 18:00 | 454 | 437
2017-09-12 18:30 | 449 | 433
2017-09-12 19:00 | 427 | 408
2017-09-12 19:30 | 424 | 404
2017-09-12 20:00 | 439 | 420
2017-09-12 20:30 | 440 | 421
2017-09-12 21:00 | 425 | 405
2017-09-12 21:30 | 430 | 410
2017-09-12 22:00 | 434 | 414
2017-09-12 22:30 | 390 | 367
2017-09-12 23:00 | 367 | 342
2017-09-12 23:30 | 348 | 319
2017-09-13 | 343 | 314
2017-09-13 00:30 | 344 | 313
2017-09-13 01:00 | 346 | 314
2017-09-13 01:30 | 318 | 282
2017-09-13 02:00 | 304 | 261
2017-09-13 02:30 | 294 | 246
2017-09-13 03:00 | 292 | 243
2017-09-13 03:30 | 287 | 238
2017-09-13 04:00 | 274 | 222
2017-09-13 04:30 | 269 | 214
2017-09-13 05:00 | 276 | 223
2017-09-13 05:30 | 287 | 237
2017-09-13 06:00 | 301 | 254
2017-09-13 06:30 | 378 | 343
2017-09-13 07:00 | 390 | 357
2017-09-13 07:30 | 371 | 337
2017-09-13 08:00 | 367 | 333
2017-09-13 08:30 | 360 | 325
2017-09-13 09:00 | 358 | 323
2017-09-13 09:30 | 374 | 340
2017-09-13 10:00 | 378 | 345
2017-09-13 10:30 | 394 | 362
2017-09-13 11:00 | 389 | 356
2017-09-13 11:30 | 402 | 371
2017-09-13 12:00 | 404 | 374
2017-09-13 12:30 | 393 | 362
2017-09-13 13:00 | 364 | 331
2017-09-13 13:30 | 367 | 335
2017-09-13 14:00 | 377 | 346
2017-09-13 14:30 | 392 | 363
2017-09-13 15:00 | 407 | 380
2017-09-13 15:30 | 400 | 371
2017-09-13 16:00 | 403 | 374
2017-09-13 16:30 | 409 | 382
2017-09-13 17:00 | 407 | 380
2017-09-13 17:30 | 402 | 375
2017-09-13 18:00 | 419 | 393
2017-09-13 18:30 | 400 | 373
2017-09-13 19:00 | 386 | 357
2017-09-13 19:30 | 382 | 351
2017-09-13 20:00 | 384 | 354
2017-09-13 20:30 | 391 | 361
2017-09-13 21:00 | 359 | 325
2017-09-13 21:30 | 386 | 355
2017-09-13 22:00 | 367 | 334
2017-09-13 22:30 | 301 | 256
2017-09-13 23:00 | 268 | 214
2017-09-13 23:30 | 257 | 199
2017-09-14 | 271 | 217
2017-09-14 00:30 | 262 | 206
2017-09-14 01:00 | 265 | 210
2017-09-14 01:30 | 298 | 249
2017-09-14 02:00 | 290 | 240
2017-09-14 02:30 | 269 | 213
2017-09-14 03:00 | 266 | 209
2017-09-14 03:30 | 278 | 225
2017-09-14 04:00 | 295 | 246
2017-09-14 04:30 | 293 | 245
2017-09-14 05:00 | 299 | 252
2017-09-14 05:30 | 306 | 260
2017-09-14 06:00 | 330 | 289
2017-09-14 06:30 | 403 | 372
2017-09-14 07:00 | 424 | 399
2017-09-14 07:30 | 453 | 432
2017-09-14 08:00 | 479 | 460
2017-09-14 08:30 | 488 | 470
2017-09-14 09:00 | 473 | 457
2017-09-14 09:30 | 467 | 450
2017-09-14 10:00 | 454 | 437
2017-09-14 10:30 | 463 | 446
2017-09-14 11:00 | 439 | 421
2017-09-14 11:30 | 431 | 412
2017-09-14 12:00 | 373 | 348
2017-09-14 12:30 | 367 | 340
2017-09-14 13:00 | 384 | 360
2017-09-14 13:30 | 394 | 370
2017-09-14 14:00 | 388 | 364
2017-09-14 14:30 | 317 | 285
2017-09-14 15:00 | 296 | 260
2017-09-14 15:30 | 307 | 274
2017-09-14 16:00 | 313 | 280
2017-09-14 16:30 | 296 | 261
2017-09-14 17:00 | 287 | 252
2017-09-14 17:30 | 294 | 261
2017-09-14 18:00 | 319 | 290
2017-09-14 18:30 | 332 | 305
2017-09-14 19:00 | 339 | 312
2017-09-14 19:30 | 348 | 322
2017-09-14 20:00 | 377 | 354
2017-09-14 20:30 | 431 | 411
2017-09-14 21:00 | 439 | 420
2017-09-14 21:30 | 437 | 416
2017-09-14 22:00 | 431 | 407
2017-09-14 22:30 | 389 | 361
2017-09-14 23:00 | 374 | 346
2017-09-14 23:30 | 370 | 341
2017-09-15 | 373 | 345
2017-09-15 00:30 | 342 | 308
2017-09-15 01:00 | 331 | 294
2017-09-15 01:30 | 345 | 310
2017-09-15 02:00 | 343 | 306
2017-09-15 02:30 | 318 | 278
2017-09-15 03:00 | 314 | 273
2017-09-15 03:30 | 308 | 266
2017-09-15 04:00 | 287 | 241
2017-09-15 04:30 | 289 | 243
2017-09-15 05:00 | 319 | 279
2017-09-15 05:30 | 292 | 248
2017-09-15 06:00 | 290 | 245
2017-09-15 06:30 | 322 | 284
2017-09-15 07:00 | 338 | 302
2017-09-15 07:30 | 355 | 321
2017-09-15 08:00 | 379 | 347
2017-09-15 08:30 | 373 | 339
2017-09-15 09:00 | 356 | 320
2017-09-15 09:30 | 365 | 331
2017-09-15 10:00 | 361 | 328
2017-09-15 10:30 | 362 | 331
2017-09-15 11:00 | 363 | 332
2017-09-15 11:30 | 367 | 336
2017-09-15 12:00 | 369 | 339
2017-09-15 12:30 | 352 | 319
2017-09-15 13:00 | 349 | 315
2017-09-15 13:30 | 358 | 326
2017-09-15 14:00 | 354 | 322
2017-09-15 14:30 | 384 | 355
2017-09-15 15:00 | 384 | 355
2017-09-15 15:30 | 390 | 361
2017-09-15 16:00 | 400 | 372
2017-09-15 16:30 | 406 | 379
2017-09-15 17:00 | 413 | 387
2017-09-15 17:30 | 394 | 367
2017-09-15 18:00 | 393 | 366
2017-09-15 18:30 | 406 | 381
2017-09-15 19:00 | 408 | 382
2017-09-15 19:30 | 403 | 377
2017-09-15 20:00 | 412 | 386
2017-09-15 20:30 | 420 | 395
2017-09-15 21:00 | 409 | 382
2017-09-15 21:30 | 415 | 389
2017-09-15 22:00 | 418 | 393
2017-09-15 22:30 | 367 | 337
2017-09-15 23:00 | 338 | 306
2017-09-15 23:30 | 319 | 284
2017-09-16 | 327 | 289
2017-09-16 00:30 | 324 | 285
2017-09-16 01:00 | 305 | 262
2017-09-16 01:30 | 294 | 248
2017-09-16 02:00 | 295 | 247
2017-09-16 02:30 | 309 | 262
2017-09-16 03:00 | 308 | 260
2017-09-16 03:30 | 310 | 261
2017-09-16 04:00 | 314 | 267
2017-09-16 04:30 | 308 | 259
2017-09-16 05:00 | 276 | 219
2017-09-16 05:30 | 282 | 226
2017-09-16 06:00 | 282 | 226
2017-09-16 06:30 | 324 | 279
2017-09-16 07:00 | 349 | 308
2017-09-16 07:30 | 355 | 315
2017-09-16 08:00 | 366 | 327
2017-09-16 08:30 | 373 | 335
2017-09-16 09:00 | 370 | 332
2017-09-16 09:30 | 360 | 323
2017-09-16 10:00 | 353 | 315
2017-09-16 10:30 | 340 | 300
2017-09-16 11:00 | 337 | 296
2017-09-16 11:30 | 322 | 278
2017-09-16 12:00 | 315 | 271
2017-09-16 12:30 | 309 | 262
2017-09-16 13:00 | 316 | 270
2017-09-16 13:30 | 316 | 270
2017-09-16 14:00 | 329 | 284
2017-09-16 14:30 | 342 | 300
2017-09-16 15:00 | 346 | 304
2017-09-16 15:30 | 350 | 308
2017-09-16 16:00 | 364 | 325
2017-09-16 16:30 | 371 | 333
2017-09-16 17:00 | 369 | 332
2017-09-16 17:30 | 369 | 331
2017-09-16 18:00 | 390 | 354
2017-09-16 18:30 | 370 | 334
2017-09-16 19:00 | 359 | 321
2017-09-16 19:30 | 354 | 315
2017-09-16 20:00 | 365 | 326
2017-09-16 20:30 | 371 | 333
2017-09-16 21:00 | 366 | 327
2017-09-16 21:30 | 367 | 329
2017-09-16 22:00 | 366 | 327
2017-09-16 22:30 | 317 | 271
2017-09-16 23:00 | 300 | 250
2017-09-16 23:30 | 296 | 245
2017-09-17 | 305 | 255
2017-09-17 00:30 | 317 | 270
2017-09-17 01:00 | 345 | 303
2017-09-17 01:30 | 327 | 278
2017-09-17 02:00 | 286 | 226
2017-09-17 02:30 | 274 | 210
2017-09-17 03:00 | 271 | 206
2017-09-17 03:30 | 274 | 210
2017-09-17 04:00 | 287 | 226
2017-09-17 04:30 | 292 | 232
2017-09-17 05:00 | 297 | 237
2017-09-17 05:30 | 304 | 249
2017-09-17 06:00 | 325 | 275
2017-09-17 06:30 | 382 | 341
2017-09-17 07:00 | 400 | 364
2017-09-17 07:30 | 414 | 380
2017-09-17 08:00 | 407 | 375
2017-09-17 08:30 | 408 | 376
2017-09-17 09:00 | 391 | 358
2017-09-17 09:30 | 379 | 345
2017-09-17 10:00 | 376 | 345
2017-09-17 10:30 | 327 | 289
2017-09-17 11:00 | 297 | 254
2017-09-17 11:30 | 284 | 238
2017-09-17 12:00 | 295 | 251
2017-09-17 12:30 | 279 | 233
2017-09-17 13:00 | 265 | 214
2017-09-17 13:30 | 267 | 214
2017-09-17 14:00 | 308 | 264
2017-09-17 14:30 | 310 | 269
2017-09-17 15:00 | 311 | 270
2017-09-17 15:30 | 337 | 299
2017-09-17 16:00 | 371 | 339
2017-09-17 16:30 | 381 | 352
2017-09-17 17:00 | 379 | 350
2017-09-17 17:30 | 393 | 365
2017-09-17 18:00 | 422 | 398
2017-09-17 18:30 | 413 | 388
2017-09-17 19:00 | 396 | 370
2017-09-17 19:30 | 390 | 363
2017-09-17 20:00 | 373 | 343
2017-09-17 20:30 | 362 | 330
2017-09-17 21:00 | 346 | 312
2017-09-17 21:30 | 358 | 325
2017-09-17 22:00 | 360 | 327
2017-09-17 22:30 | 315 | 276
2017-09-17 23:00 | 288 | 245
2017-09-17 23:30 | 290 | 247
2017-09-18 | 295 | 249
2017-09-18 00:30 | 293 | 244
2017-09-18 01:00 | 287 | 238
2017-09-18 01:30 | 286 | 236
2017-09-18 02:00 | 273 | 220
2017-09-18 02:30 | 260 | 204
2017-09-18 03:00 | 259 | 202
2017-09-18 03:30 | 249 | 189
2017-09-18 04:00 | 248 | 188
2017-09-18 04:30 | 277 | 224
2017-09-18 05:00 | 283 | 230
2017-09-18 05:30 | 278 | 225
2017-09-18 06:00 | 285 | 234
2017-09-18 06:30 | 328 | 287
2017-09-18 07:00 | 355 | 317
2017-09-18 07:30 | 369 | 334
2017-09-18 08:00 | 398 | 367
2017-09-18 08:30 | 395 | 364
2017-09-18 09:00 | 406 | 378
2017-09-18 09:30 | 383 | 354
2017-09-18 10:00 | 380 | 350
2017-09-18 10:30 | 398 | 371
2017-09-18 11:00 | 400 | 375
2017-09-18 11:30 | 399 | 374
2017-09-18 12:00 | 416 | 392
2017-09-18 12:30 | 392 | 367
2017-09-18 13:00 | 368 | 341
2017-09-18 13:30 | 359 | 331
2017-09-18 14:00 | 384 | 358
2017-09-18 14:30 | 405 | 380
2017-09-18 15:00 | 436 | 414
2017-09-18 15:30 | 456 | 436
2017-09-18 16:00 | 421 | 397
2017-09-18 16:30 | 408 | 383
2017-09-18 17:00 | 410 | 385
2017-09-18 17:30 | 374 | 346
2017-09-18 18:00 | 382 | 356
2017-09-18 18:30 | 414 | 392
2017-09-18 19:00 | 400 | 378
2017-09-18 19:30 | 412 | 390
2017-09-18 20:00 | 435 | 414
2017-09-18 20:30 | 419 | 396
2017-09-18 21:00 | 412 | 388
2017-09-18 21:30 | 445 | 425
2017-09-18 22:00 | 463 | 444
2017-09-18 22:30 | 401 | 376
2017-09-18 23:00 | 354 | 324
2017-09-18 23:30 | 334 | 302
2017-09-19 | 326 | 291
2017-09-19 00:30 | 329 | 291
2017-09-19 01:00 | 329 | 289
2017-09-19 01:30 | 323 | 281
2017-09-19 02:00 | 307 | 262
2017-09-19 02:30 | 291 | 244
2017-09-19 03:00 | 300 | 255
2017-09-19 03:30 | 304 | 259
2017-09-19 04:00 | 312 | 269
2017-09-19 04:30 | 330 | 290
2017-09-19 05:00 | 337 | 299
2017-09-19 05:30 | 347 | 310
2017-09-19 06:00 | 339 | 302
2017-09-19 06:30 | 400 | 370
2017-09-19 07:00 | 417 | 390
2017-09-19 07:30 | 435 | 409
2017-09-19 08:00 | 459 | 435
2017-09-19 08:30 | 448 | 424
2017-09-19 09:00 | 427 | 401
2017-09-19 09:30 | 416 | 389
2017-09-19 10:00 | 435 | 410
2017-09-19 10:30 | 427 | 401
2017-09-19 11:00 | 406 | 378
2017-09-19 11:30 | 384 | 355
2017-09-19 12:00 | 378 | 348
2017-09-19 12:30 | 384 | 354
2017-09-19 13:00 | 362 | 329
2017-09-19 13:30 | 366 | 335
2017-09-19 14:00 | 383 | 354
2017-09-19 14:30 | 405 | 378
2017-09-19 15:00 | 410 | 384
2017-09-19 15:30 | 434 | 410
2017-09-19 16:00 | 448 | 425
2017-09-19 16:30 | 472 | 451
2017-09-19 17:00 | 466 | 444
2017-09-19 17:30 | 452 | 429
2017-09-19 18:00 | 461 | 440
2017-09-19 18:30 | 463 | 442
2017-09-19 19:00 | 447 | 426
2017-09-19 19:30 | 431 | 407
2017-09-19 20:00 | 436 | 413
2017-09-19 20:30 | 419 | 393
2017-09-19 21:00 | 416 | 390
2017-09-19 21:30 | 403 | 375
2017-09-19 22:00 | 392 | 364
2017-09-19 22:30 | 385 | 354
2017-09-19 23:00 | 351 | 317
2017-09-19 23:30 | 345 | 309
2017-09-20 | 334 | 296
2017-09-20 00:30 | 345 | 308
2017-09-20 01:00 | 336 | 299
2017-09-20 01:30 | 334 | 296
2017-09-20 02:00 | 326 | 285
2017-09-20 02:30 | 334 | 294
2017-09-20 03:00 | 317 | 275
2017-09-20 03:30 | 310 | 265
2017-09-20 04:00 | 334 | 291
2017-09-20 04:30 | 344 | 303
2017-09-20 05:00 | 343 | 302
2017-09-20 05:30 | 378 | 342
2017-09-20 06:00 | 393 | 360
2017-09-20 06:30 | 420 | 390
2017-09-20 07:00 | 423 | 394
2017-09-20 07:30 | 442 | 414
2017-09-20 08:00 | 457 | 433
2017-09-20 08:30 | 463 | 439
2017-09-20 09:00 | 452 | 427
2017-09-20 09:30 | 448 | 422
2017-09-20 10:00 | 439 | 413
2017-09-20 10:30 | 402 | 373
2017-09-20 11:00 | 411 | 382
2017-09-20 11:30 | 406 | 377
2017-09-20 12:00 | 406 | 377
2017-09-20 12:30 | 416 | 388
2017-09-20 13:00 | 402 | 372
2017-09-20 13:30 | 406 | 376
2017-09-20 14:00 | 411 | 382
2017-09-20 14:30 | 439 | 413
2017-09-20 15:00 | 461 | 436
2017-09-20 15:30 | 467 | 444
2017-09-20 16:00 | 480 | 457
2017-09-20 16:30 | 502 | 481
2017-09-20 17:00 | 503 | 482
2017-09-20 17:30 | 481 | 459
2017-09-20 18:00 | 491 | 470
2017-09-20 18:30 | 505 | 486
2017-09-20 19:00 | 483 | 462
2017-09-20 19:30 | 462 | 440
2017-09-20 20:00 | 433 | 407
2017-09-20 20:30 | 427 | 400
2017-09-20 21:00 | 437 | 410
2017-09-20 21:30 | 454 | 429
2017-09-20 22:00 | 449 | 423
2017-09-20 22:30 | 383 | 351
2017-09-20 23:00 | 357 | 323
2017-09-20 23:30 | 382 | 349
2017-09-21 | 360 | 325
2017-09-21 00:30 | 369 | 334
2017-09-21 01:00 | 338 | 298
2017-09-21 01:30 | 338 | 297
2017-09-21 02:00 | 333 | 292
2017-09-21 02:30 | 310 | 265
2017-09-21 03:00 | 307 | 261
2017-09-21 03:30 | 310 | 264
2017-09-21 04:00 | 322 | 278
2017-09-21 04:30 | 323 | 278
2017-09-21 05:00 | 324 | 279
2017-09-21 05:30 | 355 | 315
2017-09-21 06:00 | 355 | 315
2017-09-21 06:30 | 364 | 326
2017-09-21 07:00 | 391 | 359
2017-09-21 07:30 | 411 | 384
2017-09-21 08:00 | 416 | 389
2017-09-21 08:30 | 430 | 405
2017-09-21 09:00 | 433 | 409
2017-09-21 09:30 | 417 | 391
2017-09-21 10:00 | 425 | 400
2017-09-21 10:30 | 423 | 398
2017-09-21 11:00 | 412 | 386
2017-09-21 11:30 | 379 | 355
2017-09-21 12:00 | 368 | 344
2017-09-21 12:30 | 366 | 341
2017-09-21 13:00 | 360 | 333
2017-09-21 13:30 | 359 | 333
2017-09-21 14:00 | 362 | 337
2017-09-21 14:30 | 389 | 366
2017-09-21 15:00 | 439 | 421
2017-09-21 15:30 | 449 | 430
2017-09-21 16:00 | 450 | 428
2017-09-21 16:30 | 450 | 429
2017-09-21 17:00 | 450 | 428
2017-09-21 17:30 | 449 | 428
2017-09-21 18:00 | 437 | 415
2017-09-21 18:30 | 436 | 414
2017-09-21 19:00 | 443 | 421
2017-09-21 19:30 | 415 | 390
2017-09-21 20:00 | 400 | 373
2017-09-21 20:30 | 409 | 383
2017-09-21 21:00 | 408 | 382
2017-09-21 21:30 | 406 | 380
2017-09-21 22:00 | 423 | 398
2017-09-21 22:30 | 358 | 325
2017-09-21 23:00 | 335 | 298
2017-09-21 23:30 | 336 | 299
2017-09-22 | 328 | 289
2017-09-22 00:30 | 320 | 280
2017-09-22 01:00 | 320 | 280
2017-09-22 01:30 | 314 | 274
2017-09-22 02:00 | 305 | 262
2017-09-22 02:30 | 280 | 232
2017-09-22 03:00 | 283 | 236
2017-09-22 03:30 | 272 | 223
2017-09-22 04:00 | 284 | 237
2017-09-22 04:30 | 315 | 274
2017-09-22 05:00 | 325 | 285
2017-09-22 05:30 | 333 | 295
2017-09-22 06:00 | 331 | 293
2017-09-22 06:30 | 370 | 337
2017-09-22 07:00 | 382 | 352
2017-09-22 07:30 | 407 | 378
2017-09-22 08:00 | 440 | 414
2017-09-22 08:30 | 431 | 405
2017-09-22 09:00 | 441 | 417
2017-09-22 09:30 | 434 | 410
2017-09-22 10:00 | 415 | 389
2017-09-22 10:30 | 425 | 401
2017-09-22 11:00 | 429 | 405
2017-09-22 11:30 | 410 | 384
2017-09-22 12:00 | 424 | 400
2017-09-22 12:30 | 432 | 408
2017-09-22 13:00 | 422 | 397
2017-09-22 13:30 | 448 | 425
2017-09-22 14:00 | 417 | 392
2017-09-22 14:30 | 437 | 414
2017-09-22 15:00 | 470 | 449
2017-09-22 15:30 | 447 | 425
2017-09-22 16:00 | 436 | 412
2017-09-22 16:30 | 415 | 390
2017-09-22 17:00 | 420 | 395
2017-09-22 17:30 | 404 | 377
2017-09-22 18:00 | 434 | 410
2017-09-22 18:30 | 450 | 428
2017-09-22 19:00 | 448 | 426
2017-09-22 19:30 | 399 | 372
2017-09-22 20:00 | 389 | 361
2017-09-22 20:30 | 409 | 383
2017-09-22 21:00 | 420 | 395
2017-09-22 21:30 | 435 | 410
2017-09-22 22:00 | 449 | 425
2017-09-22 22:30 | 386 | 357
2017-09-22 23:00 | 326 | 288
2017-09-22 23:30 | 316 | 276
2017-09-23 | 311 | 267
2017-09-23 00:30 | 310 | 264
2017-09-23 01:00 | 310 | 266
2017-09-23 01:30 | 316 | 273
2017-09-23 02:00 | 299 | 252
2017-09-23 02:30 | 301 | 254
2017-09-23 03:00 | 309 | 263
2017-09-23 03:30 | 310 | 264
2017-09-23 04:00 | 323 | 279
2017-09-23 04:30 | 316 | 271
2017-09-23 05:00 | 312 | 266
2017-09-23 05:30 | 332 | 290
2017-09-23 06:00 | 351 | 311
2017-09-23 06:30 | 393 | 362
2017-09-23 07:00 | 396 | 366
2017-09-23 07:30 | 399 | 369
2017-09-23 08:00 | 400 | 370
2017-09-23 08:30 | 406 | 377
2017-09-23 09:00 | 405 | 377
2017-09-23 09:30 | 391 | 363
2017-09-23 10:00 | 381 | 352
2017-09-23 10:30 | 388 | 359
2017-09-23 11:00 | 419 | 393
2017-09-23 11:30 | 424 | 399
2017-09-23 12:00 | 420 | 394
2017-09-23 12:30 | 432 | 407
2017-09-23 13:00 | 393 | 364
2017-09-23 13:30 | 360 | 329
2017-09-23 14:00 | 391 | 362
2017-09-23 14:30 | 379 | 349
2017-09-23 15:00 | 442 | 418
2017-09-23 15:30 | 497 | 477
2017-09-23 16:00 | 530 | 512
2017-09-23 16:30 | 540 | 524
2017-09-23 17:00 | 502 | 483
2017-09-23 17:30 | 472 | 452
2017-09-23 18:00 | 478 | 458
2017-09-23 18:30 | 482 | 464
2017-09-23 19:00 | 473 | 454
2017-09-23 19:30 | 426 | 403
2017-09-23 20:00 | 427 | 404
2017-09-23 20:30 | 434 | 411
2017-09-23 21:00 | 441 | 418
2017-09-23 21:30 | 459 | 437
2017-09-23 22:00 | 482 | 461
2017-09-23 22:30 | 477 | 456
2017-09-23 23:00 | 461 | 439
2017-09-23 23:30 | 465 | 444
2017-09-24 | 457 | 433
2017-09-24 00:30 | 439 | 413
2017-09-24 01:00 | 422 | 394
2017-09-24 01:30 | 398 | 367
2017-09-24 02:00 | 353 | 318
2017-09-24 02:30 | 334 | 297
2017-09-24 03:00 | 350 | 314
2017-09-24 03:30 | 325 | 286
2017-09-24 04:00 | 292 | 247
2017-09-24 04:30 | 304 | 260
2017-09-24 05:00 | 305 | 261
2017-09-24 05:30 | 318 | 277
2017-09-24 06:00 | 320 | 279
2017-09-24 06:30 | 326 | 285
2017-09-24 07:00 | 360 | 324
2017-09-24 07:30 | 372 | 339
2017-09-24 08:00 | 397 | 366
2017-09-24 08:30 | 411 | 383
2017-09-24 09:00 | 403 | 374
2017-09-24 09:30 | 395 | 366
2017-09-24 10:00 | 421 | 396
2017-09-24 10:30 | 428 | 404
2017-09-24 11:00 | 432 | 409
2017-09-24 11:30 | 427 | 402
2017-09-24 12:00 | 445 | 421
2017-09-24 12:30 | 459 | 436
2017-09-24 13:00 | 453 | 430
2017-09-24 13:30 | 441 | 417
2017-09-24 14:00 | 434 | 409
2017-09-24 14:30 | 443 | 418
2017-09-24 15:00 | 459 | 436
2017-09-24 15:30 | 465 | 443
2017-09-24 16:00 | 469 | 447
2017-09-24 16:30 | 458 | 436
2017-09-24 17:00 | 463 | 442
2017-09-24 17:30 | 449 | 427
2017-09-24 18:00 | 450 | 428
2017-09-24 18:30 | 469 | 450
2017-09-24 19:00 | 441 | 420
2017-09-24 19:30 | 421 | 397
2017-09-24 20:00 | 427 | 404
2017-09-24 20:30 | 415 | 390
2017-09-24 21:00 | 414 | 390
2017-09-24 21:30 | 395 | 368
2017-09-24 22:00 | 389 | 361
2017-09-24 22:30 | 366 | 336
2017-09-24 23:00 | 342 | 308
2017-09-24 23:30 | 354 | 322
2017-09-25 | 349 | 315
2017-09-25 00:30 | 342 | 306
2017-09-25 01:00 | 349 | 315
2017-09-25 01:30 | 332 | 295
2017-09-25 02:00 | 304 | 260
2017-09-25 02:30 | 271 | 219
2017-09-25 03:00 | 240 | 176
2017-09-25 03:30 | 244 | 183
2017-09-25 04:00 | 242 | 180
2017-09-25 04:30 | 284 | 233
2017-09-25 05:00 | 317 | 272
2017-09-25 05:30 | 347 | 306
2017-09-25 06:00 | 352 | 314
2017-09-25 06:30 | 367 | 331
2017-09-25 07:00 | 360 | 324
2017-09-25 07:30 | 385 | 352
2017-09-25 08:00 | 433 | 407
2017-09-25 08:30 | 424 | 397
2017-09-25 09:00 | 417 | 389
2017-09-25 09:30 | 397 | 368
2017-09-25 10:00 | 388 | 358
2017-09-25 10:30 | 394 | 364
2017-09-25 11:00 | 411 | 383
2017-09-25 11:30 | 423 | 396
2017-09-25 12:00 | 423 | 395
2017-09-25 12:30 | 429 | 402
2017-09-25 13:00 | 402 | 373
2017-09-25 13:30 | 402 | 373
2017-09-25 14:00 | 401 | 372
2017-09-25 14:30 | 411 | 383
2017-09-25 15:00 | 439 | 413
2017-09-25 15:30 | 447 | 422
2017-09-25 16:00 | 468 | 445
2017-09-25 16:30 | 467 | 444
2017-09-25 17:00 | 462 | 438
2017-09-25 17:30 | 449 | 425
2017-09-25 18:00 | 437 | 415
2017-09-25 18:30 | 427 | 404
2017-09-25 19:00 | 416 | 392
2017-09-25 19:30 | 411 | 385
2017-09-25 20:00 | 424 | 400
2017-09-25 20:30 | 429 | 404
2017-09-25 21:00 | 435 | 411
2017-09-25 21:30 | 382 | 353
2017-09-25 22:00 | 379 | 349
2017-09-25 22:30 | 364 | 333
2017-09-25 23:00 | 339 | 305
2017-09-25 23:30 | 341 | 305
2017-09-26 | 341 | 304
2017-09-26 00:30 | 340 | 303
2017-09-26 01:00 | 334 | 295
2017-09-26 01:30 | 343 | 303
2017-09-26 02:00 | 323 | 280
2017-09-26 02:30 | 292 | 243
2017-09-26 03:00 | 297 | 248
2017-09-26 03:30 | 312 | 268
2017-09-26 04:00 | 329 | 287
2017-09-26 04:30 | 348 | 309
2017-09-26 05:00 | 346 | 305
2017-09-26 05:30 | 337 | 297
2017-09-26 06:00 | 345 | 306
2017-09-26 06:30 | 345 | 307
2017-09-26 07:00 | 374 | 342
2017-09-26 07:30 | 416 | 387
2017-09-26 08:00 | 392 | 362
2017-09-26 08:30 | 354 | 320
2017-09-26 09:00 | 364 | 333
2017-09-26 09:30 | 372 | 343
2017-09-26 10:00 | 386 | 359
2017-09-26 10:30 | 399 | 372
2017-09-26 11:00 | 385 | 357
2017-09-26 11:30 | 374 | 346
2017-09-26 12:00 | 357 | 327
2017-09-26 12:30 | 330 | 298
2017-09-26 13:00 | 335 | 302
2017-09-26 13:30 | 359 | 329
2017-09-26 14:00 | 390 | 363
2017-09-26 14:30 | 396 | 370
2017-09-26 15:00 | 392 | 365
2017-09-26 15:30 | 394 | 368
2017-09-26 16:00 | 383 | 356
2017-09-26 16:30 | 371 | 343
2017-09-26 17:00 | 352 | 322
2017-09-26 17:30 | 346 | 315
2017-09-26 18:00 | 325 | 293
2017-09-26 18:30 | 337 | 307
2017-09-26 19:00 | 318 | 285
2017-09-26 19:30 | 329 | 296
2017-09-26 20:00 | 351 | 321
2017-09-26 20:30 | 371 | 343
2017-09-26 21:00 | 407 | 382
2017-09-26 21:30 | 414 | 389
2017-09-26 22:00 | 371 | 341
2017-09-26 22:30 | 372 | 339
2017-09-26 23:00 | 334 | 296
2017-09-26 23:30 | 262 | 210
2017-09-27 | 261 | 210
2017-09-27 00:30 | 252 | 197
2017-09-27 01:00 | 260 | 207
2017-09-27 01:30 | 257 | 203
2017-09-27 02:00 | 253 | 198
2017-09-27 02:30 | 244 | 187
2017-09-27 03:00 | 242 | 183
2017-09-27 03:30 | 239 | 180
2017-09-27 04:00 | 250 | 193
2017-09-27 04:30 | 267 | 215
2017-09-27 05:00 | 275 | 226
2017-09-27 05:30 | 276 | 228
2017-09-27 06:00 | 293 | 247
2017-09-27 06:30 | 320 | 279
2017-09-27 07:00 | 320 | 281
2017-09-27 07:30 | 345 | 309
2017-09-27 08:00 | 377 | 345
2017-09-27 08:30 | 389 | 358
2017-09-27 09:00 | 387 | 358
2017-09-27 09:30 | 401 | 375
2017-09-27 10:00 | 409 | 384
2017-09-27 10:30 | 408 | 383
2017-09-27 11:00 | 409 | 384
2017-09-27 11:30 | 403 | 377
2017-09-27 12:00 | 397 | 370
2017-09-27 12:30 | 381 | 352
2017-09-27 13:00 | 362 | 331
2017-09-27 13:30 | 350 | 318
2017-09-27 14:00 | 351 | 320
2017-09-27 14:30 | 337 | 304
2017-09-27 15:00 | 345 | 314
2017-09-27 15:30 | 331 | 299
2017-09-27 16:00 | 322 | 289
2017-09-27 16:30 | 337 | 306
2017-09-27 17:00 | 383 | 356
2017-09-27 17:30 | 383 | 355
2017-09-27 18:00 | 396 | 371
2017-09-27 18:30 | 399 | 374
2017-09-27 19:00 | 393 | 368
2017-09-27 19:30 | 390 | 364
2017-09-27 20:00 | 405 | 380
2017-09-27 20:30 | 405 | 379
2017-09-27 21:00 | 397 | 371
2017-09-27 21:30 | 394 | 368
2017-09-27 22:00 | 392 | 366
2017-09-27 22:30 | 383 | 353
2017-09-27 23:00 | 377 | 347
2017-09-27 23:30 | 366 | 334
2017-09-28 | 364 | 330
2017-09-28 00:30 | 361 | 325
2017-09-28 01:00 | 353 | 317
2017-09-28 01:30 | 353 | 317
2017-09-28 02:00 | 333 | 294
2017-09-28 02:30 | 291 | 245
2017-09-28 03:00 | 287 | 241
2017-09-28 03:30 | 276 | 228
2017-09-28 04:00 | 264 | 213
2017-09-28 04:30 | 274 | 225
2017-09-28 05:00 | 303 | 260
2017-09-28 05:30 | 335 | 298
2017-09-28 06:00 | 321 | 282
2017-09-28 06:30 | 336 | 300
2017-09-28 07:00 | 364 | 330
2017-09-28 07:30 | 377 | 347
2017-09-28 08:00 | 384 | 354
2017-09-28 08:30 | 387 | 359
2017-09-28 09:00 | 396 | 369
2017-09-28 09:30 | 398 | 370
2017-09-28 10:00 | 403 | 375
2017-09-28 10:30 | 392 | 364
2017-09-28 11:00 | 409 | 383
2017-09-28 11:30 | 404 | 378
2017-09-28 12:00 | 410 | 384
2017-09-28 12:30 | 388 | 359
2017-09-28 13:00 | 371 | 342
2017-09-28 13:30 | 384 | 355
2017-09-28 14:00 | 381 | 352
2017-09-28 14:30 | 382 | 354
2017-09-28 15:00 | 404 | 377
2017-09-28 15:30 | 418 | 392
2017-09-28 16:00 | 416 | 390
2017-09-28 16:30 | 445 | 422
2017-09-28 17:00 | 448 | 426
2017-09-28 17:30 | 428 | 405
2017-09-28 18:00 | 424 | 401
2017-09-28 18:30 | 439 | 418
2017-09-28 19:00 | 438 | 416
2017-09-28 19:30 | 402 | 377
2017-09-28 20:00 | 384 | 357
2017-09-28 20:30 | 394 | 369
2017-09-28 21:00 | 400 | 375
2017-09-28 21:30 | 411 | 387
2017-09-28 22:00 | 424 | 401
2017-09-28 22:30 | 408 | 381
2017-09-28 23:00 | 386 | 357
2017-09-28 23:30 | 352 | 318
2017-09-29 | 346 | 311
2017-09-29 00:30 | 347 | 312
2017-09-29 01:00 | 316 | 274
2017-09-29 01:30 | 315 | 269
2017-09-29 02:00 | 313 | 267
2017-09-29 02:30 | 296 | 246
2017-09-29 03:00 | 292 | 241
2017-09-29 03:30 | 295 | 246
2017-09-29 04:00 | 311 | 264
2017-09-29 04:30 | 322 | 277
2017-09-29 05:00 | 338 | 297
2017-09-29 05:30 | 372 | 335
2017-09-29 06:00 | 380 | 345
2017-09-29 06:30 | 394 | 361
2017-09-29 07:00 | 382 | 349
2017-09-29 07:30 | 361 | 329
2017-09-29 08:00 | 387 | 359
2017-09-29 08:30 | 428 | 403
2017-09-29 09:00 | 443 | 422
2017-09-29 09:30 | 451 | 431
2017-09-29 10:00 | 463 | 445
2017-09-29 10:30 | 461 | 445
2017-09-29 11:00 | 463 | 448
2017-09-29 11:30 | 450 | 432
2017-09-29 12:00 | 437 | 417
2017-09-29 12:30 | 454 | 435
2017-09-29 13:00 | 449 | 430
2017-09-29 13:30 | 436 | 416
2017-09-29 14:00 | 413 | 391
2017-09-29 14:30 | 445 | 426
2017-09-29 15:00 | 458 | 440
2017-09-29 15:30 | 444 | 424
2017-09-29 16:00 | 480 | 462
2017-09-29 16:30 | 481 | 464
2017-09-29 17:00 | 476 | 459
2017-09-29 17:30 | 465 | 448
2017-09-29 18:00 | 461 | 443
2017-09-29 18:30 | 468 | 452
2017-09-29 19:00 | 451 | 433
2017-09-29 19:30 | 439 | 420
2017-09-29 20:00 | 454 | 436
2017-09-29 20:30 | 449 | 429
2017-09-29 21:00 | 435 | 415
2017-09-29 21:30 | 430 | 410
2017-09-29 22:00 | 429 | 408
2017-09-29 22:30 | 420 | 399
2017-09-29 23:00 | 393 | 369
2017-09-29 23:30 | 385 | 360
2017-09-30 | 377 | 348
2017-09-30 00:30 | 383 | 354
2017-09-30 01:00 | 388 | 360
2017-09-30 01:30 | 381 | 352
2017-09-30 02:00 | 356 | 325
2017-09-30 02:30 | 302 | 260
2017-09-30 03:00 | 272 | 223
2017-09-30 03:30 | 266 | 215
2017-09-30 04:00 | 279 | 231
2017-09-30 04:30 | 297 | 251
2017-09-30 05:00 | 300 | 256
2017-09-30 05:30 | 321 | 280
2017-09-30 06:00 | 327 | 287
2017-09-30 06:30 | 332 | 292
2017-09-30 07:00 | 362 | 327
2017-09-30 07:30 | 395 | 362
2017-09-30 08:00 | 427 | 399
2017-09-30 08:30 | 411 | 383
2017-09-30 09:00 | 430 | 403
2017-09-30 09:30 | 432 | 405
2017-09-30 10:00 | 433 | 407
2017-09-30 10:30 | 433 | 407
2017-09-30 11:00 | 425 | 398
2017-09-30 11:30 | 428 | 402
2017-09-30 12:00 | 405 | 377
2017-09-30 12:30 | 406 | 377
2017-09-30 13:00 | 394 | 365
2017-09-30 13:30 | 395 | 366
2017-09-30 14:00 | 366 | 333
2017-09-30 14:30 | 407 | 379
2017-09-30 15:00 | 427 | 401
2017-09-30 15:30 | 404 | 376
2017-09-30 16:00 | 411 | 383
2017-09-30 16:30 | 418 | 391
2017-09-30 17:00 | 425 | 399
2017-09-30 17:30 | 414 | 387
2017-09-30 18:00 | 407 | 380
2017-09-30 18:30 | 424 | 399
2017-09-30 19:00 | 414 | 388
2017-09-30 19:30 | 399 | 371
2017-09-30 20:00 | 395 | 366
2017-09-30 20:30 | 389 | 359
2017-09-30 21:00 | 392 | 363
2017-09-30 21:30 | 407 | 380
2017-09-30 22:00 | 411 | 385
2017-09-30 22:30 | 399 | 372
2017-09-30 23:00 | 363 | 332
2017-09-30 23:30 | 361 | 330
2017-10-01 | 362 | 330
2017-10-01 00:30 | 360 | 328
2017-10-01 01:00 | 370 | 336
2017-10-01 01:30 | 372 | 337
2017-10-01 02:00 | 352 | 315
2017-10-01 02:30 | 316 | 274
2017-10-01 03:00 | 309 | 265
2017-10-01 03:30 | 297 | 253
2017-10-01 04:00 | 304 | 260
2017-10-01 04:30 | 318 | 276
2017-10-01 05:00 | 323 | 281
2017-10-01 05:30 | 333 | 293
2017-10-01 06:00 | 329 | 288
2017-10-01 06:30 | 361 | 325
2017-10-01 07:00 | 364 | 328
2017-10-01 07:30 | 378 | 344
2017-10-01 08:00 | 388 | 355
2017-10-01 08:30 | 360 | 326
2017-10-01 09:00 | 350 | 316
2017-10-01 09:30 | 328 | 295
2017-10-01 10:00 | 326 | 292
2017-10-01 10:30 | 333 | 299
2017-10-01 11:00 | 343 | 311
2017-10-01 11:30 | 321 | 286
2017-10-01 12:00 | 315 | 278
2017-10-01 12:30 | 318 | 282
2017-10-01 13:00 | 332 | 298
2017-10-01 13:30 | 332 | 298
2017-10-01 14:00 | 346 | 313
2017-10-01 14:30 | 363 | 332
2017-10-01 15:00 | 380 | 351
2017-10-01 15:30 | 376 | 346
2017-10-01 16:00 | 386 | 357
2017-10-01 16:30 | 426 | 401
2017-10-01 17:00 | 442 | 418
2017-10-01 17:30 | 436 | 413
2017-10-01 18:00 | 433 | 409
2017-10-01 18:30 | 435 | 412
2017-10-01 19:00 | 457 | 435
2017-10-01 19:30 | 435 | 411
2017-10-01 20:00 | 429 | 405
2017-10-01 20:30 | 404 | 376
2017-10-01 21:00 | 394 | 366
2017-10-01 21:30 | 393 | 365
2017-10-01 22:00 | 409 | 382
2017-10-01 22:30 | 398 | 369
2017-10-01 23:00 | 390 | 361
2017-10-01 23:30 | 396 | 366
2017-10-02 | 375 | 342
2017-10-02 00:30 | 371 | 338
2017-10-02 01:00 | 378 | 345
2017-10-02 01:30 | 369 | 335
2017-10-02 02:00 | 331 | 291
2017-10-02 02:30 | 319 | 278
2017-10-02 03:00 | 306 | 263
2017-10-02 03:30 | 309 | 267
2017-10-02 04:00 | 310 | 269
2017-10-02 04:30 | 336 | 299
2017-10-02 05:00 | 350 | 314
2017-10-02 05:30 | 371 | 337
2017-10-02 06:00 | 374 | 341
2017-10-02 06:30 | 385 | 353
2017-10-02 07:00 | 415 | 387
2017-10-02 07:30 | 444 | 418
2017-10-02 08:00 | 469 | 447
2017-10-02 08:30 | 447 | 424
2017-10-02 09:00 | 420 | 395
2017-10-02 09:30 | 412 | 389
2017-10-02 10:00 | 383 | 358
2017-10-02 10:30 | 386 | 361
2017-10-02 11:00 | 398 | 374
2017-10-02 11:30 | 444 | 423
2017-10-02 12:00 | 455 | 435
2017-10-02 12:30 | 445 | 425
2017-10-02 13:00 | 480 | 462
2017-10-02 13:30 | 465 | 446
2017-10-02 14:00 | 471 | 452
2017-10-02 14:30 | 489 | 471
2017-10-02 15:00 | 477 | 458
2017-10-02 15:30 | 475 | 457
2017-10-02 16:00 | 486 | 468
2017-10-02 16:30 | 473 | 454
2017-10-02 17:00 | 449 | 429
2017-10-02 17:30 | 442 | 422
2017-10-02 18:00 | 412 | 389
2017-10-02 18:30 | 382 | 358
2017-10-02 19:00 | 362 | 335
2017-10-02 19:30 | 380 | 354
2017-10-02 20:00 | 412 | 389
2017-10-02 20:30 | 447 | 426
2017-10-02 21:00 | 452 | 431
2017-10-02 21:30 | 443 | 422
2017-10-02 22:00 | 440 | 418
2017-10-02 22:30 | 439 | 415
2017-10-02 23:00 | 423 | 399
2017-10-02 23:30 | 423 | 397
2017-10-03 | 387 | 356
2017-10-03 00:30 | 337 | 300
2017-10-03 01:00 | 339 | 301
2017-10-03 01:30 | 381 | 349
2017-10-03 02:00 | 387 | 356
2017-10-03 02:30 | 383 | 351
2017-10-03 03:00 | 385 | 354
2017-10-03 03:30 | 403 | 374
2017-10-03 04:00 | 416 | 388
2017-10-03 04:30 | 429 | 402
2017-10-03 05:00 | 418 | 390
2017-10-03 05:30 | 426 | 399
2017-10-03 06:00 | 423 | 395
2017-10-03 06:30 | 412 | 385
2017-10-03 07:00 | 407 | 380
2017-10-03 07:30 | 412 | 386
2017-10-03 08:00 | 422 | 396
2017-10-03 08:30 | 400 | 373
2017-10-03 09:00 | 404 | 378
2017-10-03 09:30 | 404 | 382
2017-10-03 10:00 | 402 | 380
2017-10-03 10:30 | 390 | 367
2017-10-03 11:00 | 382 | 358
2017-10-03 11:30 | 374 | 350
2017-10-03 12:00 | 370 | 345
2017-10-03 12:30 | 376 | 353
2017-10-03 13:00 | 394 | 372
2017-10-03 13:30 | 388 | 365
2017-10-03 14:00 | 383 | 360
2017-10-03 14:30 | 378 | 354
2017-10-03 15:00 | 385 | 361
2017-10-03 15:30 | 432 | 411
2017-10-03 16:00 | 457 | 438
2017-10-03 16:30 | 462 | 443
2017-10-03 17:00 | 469 | 451
2017-10-03 17:30 | 481 | 464
2017-10-03 18:00 | 472 | 455
2017-10-03 18:30 | 449 | 431
2017-10-03 19:00 | 427 | 406
2017-10-03 19:30 | 410 | 388
2017-10-03 20:00 | 395 | 371
2017-10-03 20:30 | 402 | 379
2017-10-03 21:00 | 391 | 367
2017-10-03 21:30 | 376 | 351
2017-10-03 22:00 | 373 | 345
2017-10-03 22:30 | 370 | 340
2017-10-03 23:00 | 384 | 357
2017-10-03 23:30 | 391 | 364
2017-10-04 | 384 | 355
2017-10-04 00:30 | 388 | 354
2017-10-04 01:00 | 388 | 353
2017-10-04 01:30 | 378 | 341
2017-10-04 02:00 | 363 | 325
2017-10-04 02:30 | 356 | 316
2017-10-04 03:00 | 357 | 317
2017-10-04 03:30 | 375 | 337
2017-10-04 04:00 | 391 | 355
2017-10-04 04:30 | 398 | 364
2017-10-04 05:00 | 408 | 375
2017-10-04 05:30 | 405 | 371
2017-10-04 06:00 | 375 | 341
2017-10-04 06:30 | 369 | 336
2017-10-04 07:00 | 376 | 346
2017-10-04 07:30 | 380 | 353
2017-10-04 08:00 | 408 | 383
2017-10-04 08:30 | 385 | 359
2017-10-04 09:00 | 383 | 357
2017-10-04 09:30 | 411 | 387
2017-10-04 10:00 | 422 | 399
2017-10-04 10:30 | 401 | 377
2017-10-04 11:00 | 368 | 342
2017-10-04 11:30 | 347 | 318
2017-10-04 12:00 | 362 | 334
2017-10-04 12:30 | 351 | 322
2017-10-04 13:00 | 316 | 284
2017-10-04 13:30 | 282 | 245
2017-10-04 14:00 | 285 | 249
2017-10-04 14:30 | 331 | 301
2017-10-04 15:00 | 359 | 332
2017-10-04 15:30 | 381 | 356
2017-10-04 16:00 | 391 | 365
2017-10-04 16:30 | 415 | 391
2017-10-04 17:00 | 416 | 393
2017-10-04 17:30 | 441 | 420
2017-10-04 18:00 | 462 | 442
2017-10-04 18:30 | 465 | 446
2017-10-04 19:00 | 433 | 411
2017-10-04 19:30 | 416 | 392
2017-10-04 20:00 | 433 | 411
2017-10-04 20:30 | 469 | 448
2017-10-04 21:00 | 462 | 441
2017-10-04 21:30 | 451 | 429
2017-10-04 22:00 | 456 | 434
2017-10-04 22:30 | 461 | 439
2017-10-04 23:00 | 432 | 408
2017-10-04 23:30 | 430 | 406
2017-10-05 | 438 | 414
2017-10-05 00:30 | 464 | 442
2017-10-05 01:00 | 461 | 437
2017-10-05 01:30 | 453 | 427
2017-10-05 02:00 | 429 | 400
2017-10-05 02:30 | 440 | 413
2017-10-05 03:00 | 435 | 407
2017-10-05 03:30 | 467 | 442
2017-10-05 04:00 | 480 | 457
2017-10-05 04:30 | 488 | 465
2017-10-05 05:00 | 494 | 472
2017-10-05 05:30 | 480 | 458
2017-10-05 06:00 | 475 | 453
2017-10-05 06:30 | 467 | 445
2017-10-05 07:00 | 475 | 454
2017-10-05 07:30 | 499 | 481
2017-10-05 08:00 | 520 | 503
2017-10-05 08:30 | 508 | 491
2017-10-05 09:00 | 487 | 470
2017-10-05 09:30 | 495 | 478
2017-10-05 10:00 | 495 | 479
2017-10-05 10:30 | 481 | 464
2017-10-05 11:00 | 461 | 443
2017-10-05 11:30 | 472 | 454
2017-10-05 12:00 | 488 | 471
2017-10-05 12:30 | 499 | 483
2017-10-05 13:00 | 529 | 513
2017-10-05 13:30 | 531 | 516
2017-10-05 14:00 | 511 | 496
2017-10-05 14:30 | 496 | 480
2017-10-05 15:00 | 483 | 466
2017-10-05 15:30 | 466 | 448
2017-10-05 16:00 | 483 | 466
2017-10-05 16:30 | 522 | 507
2017-10-05 17:00 | 556 | 543
2017-10-05 17:30 | 540 | 527
2017-10-05 18:00 | 510 | 495
2017-10-05 18:30 | 539 | 525
2017-10-05 19:00 | 547 | 534
2017-10-05 19:30 | 526 | 512
2017-10-05 20:00 | 536 | 522
2017-10-05 20:30 | 551 | 537
2017-10-05 21:00 | 557 | 544
2017-10-05 21:30 | 556 | 542
2017-10-05 22:00 | 568 | 554
2017-10-05 22:30 | 555 | 540
2017-10-05 23:00 | 502 | 484
2017-10-05 23:30 | 500 | 480
2017-10-06 | 504 | 485
2017-10-06 00:30 | 491 | 468
2017-10-06 01:00 | 479 | 456
2017-10-06 01:30 | 480 | 457
2017-10-06 02:00 | 478 | 455
2017-10-06 02:30 | 453 | 427
2017-10-06 03:00 | 445 | 419
2017-10-06 03:30 | 427 | 399
2017-10-06 04:00 | 460 | 434
2017-10-06 04:30 | 468 | 444
2017-10-06 05:00 | 491 | 468
2017-10-06 05:30 | 502 | 481
2017-10-06 06:00 | 524 | 505
2017-10-06 06:30 | 541 | 524
2017-10-06 07:00 | 570 | 554
2017-10-06 07:30 | 587 | 573
2017-10-06 08:00 | 591 | 578
2017-10-06 08:30 | 578 | 564
2017-10-06 09:00 | 557 | 544
2017-10-06 09:30 | 546 | 532
2017-10-06 10:00 | 553 | 539
2017-10-06 10:30 | 513 | 497
2017-10-06 11:00 | 487 | 469
2017-10-06 11:30 | 517 | 502
2017-10-06 12:00 | 539 | 525
2017-10-06 12:30 | 541 | 526
2017-10-06 13:00 | 519 | 504
2017-10-06 13:30 | 515 | 500
2017-10-06 14:00 | 533 | 519
2017-10-06 14:30 | 545 | 531
2017-10-06 15:00 | 543 | 528
2017-10-06 15:30 | 526 | 510
2017-10-06 16:00 | 521 | 506
2017-10-06 16:30 | 580 | 568
2017-10-06 17:00 | 550 | 537
2017-10-06 17:30 | 537 | 523
2017-10-06 18:00 | 528 | 513
2017-10-06 18:30 | 553 | 540
2017-10-06 19:00 | 574 | 562
2017-10-06 19:30 | 526 | 511
2017-10-06 20:00 | 498 | 480
2017-10-06 20:30 | 513 | 497
2017-10-06 21:00 | 556 | 542
2017-10-06 21:30 | 543 | 528
2017-10-06 22:00 | 539 | 523
2017-10-06 22:30 | 513 | 495
2017-10-06 23:00 | 524 | 506
2017-10-06 23:30 | 517 | 499
2017-10-07 | 497 | 478
2017-10-07 00:30 | 500 | 479
2017-10-07 01:00 | 492 | 471
2017-10-07 01:30 | 486 | 463
2017-10-07 02:00 | 469 | 445
2017-10-07 02:30 | 469 | 446
2017-10-07 03:00 | 515 | 495
2017-10-07 03:30 | 535 | 516
2017-10-07 04:00 | 541 | 523
2017-10-07 04:30 | 566 | 549
2017-10-07 05:00 | 569 | 553
2017-10-07 05:30 | 572 | 556
2017-10-07 06:00 | 573 | 556
2017-10-07 06:30 | 587 | 573
2017-10-07 07:00 | 597 | 584
2017-10-07 07:30 | 614 | 602
2017-10-07 08:00 | 617 | 605
2017-10-07 08:30 | 496 | 477
2017-10-07 09:00 | 483 | 463
2017-10-07 09:30 | 510 | 492
2017-10-07 10:00 | 549 | 533
2017-10-07 10:30 | 516 | 500
2017-10-07 11:00 | 478 | 460
2017-10-07 11:30 | 460 | 441
2017-10-07 12:00 | 493 | 476
2017-10-07 12:30 | 547 | 532
2017-10-07 13:00 | 586 | 574
2017-10-07 13:30 | 566 | 552
2017-10-07 14:00 | 507 | 490
2017-10-07 14:30 | 486 | 468
2017-10-07 15:00 | 484 | 465
2017-10-07 15:30 | 508 | 490
2017-10-07 16:00 | 456 | 436
2017-10-07 16:30 | 463 | 443
2017-10-07 17:00 | 515 | 499
2017-10-07 17:30 | 509 | 493
2017-10-07 18:00 | 498 | 480
2017-10-07 18:30 | 532 | 517
2017-10-07 19:00 | 538 | 523
2017-10-07 19:30 | 545 | 531
2017-10-07 20:00 | 558 | 545
2017-10-07 20:30 | 577 | 564
2017-10-07 21:00 | 585 | 572
2017-10-07 21:30 | 580 | 567
2017-10-07 22:00 | 586 | 574
2017-10-07 22:30 | 556 | 542
2017-10-07 23:00 | 532 | 516
2017-10-07 23:30 | 507 | 489
2017-10-08 | 503 | 484
2017-10-08 00:30 | 495 | 474
2017-10-08 01:00 | 486 | 462
2017-10-08 01:30 | 445 | 417
2017-10-08 02:00 | 419 | 387
2017-10-08 02:30 | 419 | 387
2017-10-08 03:00 | 406 | 374
2017-10-08 03:30 | 426 | 395
2017-10-08 04:00 | 426 | 395
2017-10-08 04:30 | 437 | 406
2017-10-08 05:00 | 453 | 425
2017-10-08 05:30 | 473 | 447
2017-10-08 06:00 | 507 | 484
2017-10-08 06:30 | 527 | 505
2017-10-08 07:00 | 549 | 529
2017-10-08 07:30 | 559 | 541
2017-10-08 08:00 | 605 | 590
2017-10-08 08:30 | 570 | 553
2017-10-08 09:00 | 575 | 558
2017-10-08 09:30 | 584 | 570
2017-10-08 10:00 | 520 | 503
2017-10-08 10:30 | 526 | 509
2017-10-08 11:00 | 537 | 520
2017-10-08 11:30 | 555 | 539
2017-10-08 12:00 | 558 | 542
2017-10-08 12:30 | 472 | 450
2017-10-08 13:00 | 486 | 465
2017-10-08 13:30 | 509 | 491
2017-10-08 14:00 | 514 | 495
2017-10-08 14:30 | 541 | 527
2017-10-08 15:00 | 553 | 539
2017-10-08 15:30 | 555 | 541
2017-10-08 16:00 | 563 | 550
2017-10-08 16:30 | 555 | 542
2017-10-08 17:00 | 548 | 535
2017-10-08 17:30 | 528 | 514
2017-10-08 18:00 | 514 | 499
2017-10-08 18:30 | 507 | 492
2017-10-08 19:00 | 471 | 454
2017-10-08 19:30 | 444 | 424
2017-10-08 20:00 | 459 | 441
2017-10-08 20:30 | 494 | 477
2017-10-08 21:00 | 499 | 483
2017-10-08 21:30 | 498 | 482
2017-10-08 22:00 | 510 | 494
2017-10-08 22:30 | 496 | 478
2017-10-08 23:00 | 485 | 465
2017-10-08 23:30 | 497 | 477
2017-10-09 | 492 | 472
2017-10-09 00:30 | 476 | 452
2017-10-09 01:00 | 440 | 412
2017-10-09 01:30 | 415 | 384
2017-10-09 02:00 | 366 | 331
2017-10-09 02:30 | 369 | 333
2017-10-09 03:00 | 380 | 346
2017-10-09 03:30 | 409 | 378
2017-10-09 04:00 | 419 | 389
2017-10-09 04:30 | 414 | 384
2017-10-09 05:00 | 451 | 425
2017-10-09 05:30 | 475 | 451
2017-10-09 06:00 | 516 | 496
2017-10-09 06:30 | 526 | 508
2017-10-09 07:00 | 521 | 503
2017-10-09 07:30 | 536 | 519
2017-10-09 08:00 | 555 | 539
2017-10-09 08:30 | 532 | 515
2017-10-09 09:00 | 503 | 484
2017-10-09 09:30 | 517 | 499
2017-10-09 10:00 | 547 | 531
2017-10-09 10:30 | 543 | 527
2017-10-09 11:00 | 504 | 485
2017-10-09 11:30 | 491 | 472
2017-10-09 12:00 | 496 | 476
2017-10-09 12:30 | 516 | 498
2017-10-09 13:00 | 512 | 494
2017-10-09 13:30 | 502 | 483
2017-10-09 14:00 | 476 | 455
2017-10-09 14:30 | 481 | 460
2017-10-09 15:00 | 495 | 475
2017-10-09 15:30 | 477 | 456
2017-10-09 16:00 | 461 | 439
2017-10-09 16:30 | 493 | 474
2017-10-09 17:00 | 529 | 512
2017-10-09 17:30 | 553 | 538
2017-10-09 18:00 | 523 | 506
2017-10-09 18:30 | 507 | 489
2017-10-09 19:00 | 500 | 482
2017-10-09 19:30 | 503 | 484
2017-10-09 20:00 | 516 | 499
2017-10-09 20:30 | 526 | 509
2017-10-09 21:00 | 509 | 491
2017-10-09 21:30 | 505 | 486
2017-10-09 22:00 | 528 | 511
2017-10-09 22:30 | 516 | 498
2017-10-09 23:00 | 512 | 494
2017-10-09 23:30 | 500 | 481
2017-10-10 | 490 | 469
2017-10-10 00:30 | 514 | 495
2017-10-10 01:00 | 494 | 473
2017-10-10 01:30 | 480 | 458
2017-10-10 02:00 | 459 | 433
2017-10-10 02:30 | 455 | 429
2017-10-10 03:00 | 429 | 400
2017-10-10 03:30 | 420 | 390
2017-10-10 04:00 | 428 | 399
2017-10-10 04:30 | 435 | 406
2017-10-10 05:00 | 468 | 442
2017-10-10 05:30 | 488 | 464
2017-10-10 06:00 | 484 | 461
2017-10-10 06:30 | 486 | 464
2017-10-10 07:00 | 483 | 462
2017-10-10 07:30 | 491 | 470
2017-10-10 08:00 | 519 | 501
2017-10-10 08:30 | 492 | 472
2017-10-10 09:00 | 494 | 475
2017-10-10 09:30 | 484 | 466
2017-10-10 10:00 | 488 | 470
2017-10-10 10:30 | 476 | 457
2017-10-10 11:00 | 458 | 438
2017-10-10 11:30 | 464 | 445
2017-10-10 12:00 | 482 | 464
2017-10-10 12:30 | 484 | 466
2017-10-10 13:00 | 506 | 490
2017-10-10 13:30 | 489 | 472
2017-10-10 14:00 | 483 | 465
2017-10-10 14:30 | 489 | 472
2017-10-10 15:00 | 484 | 466
2017-10-10 15:30 | 494 | 476
2017-10-10 16:00 | 508 | 491
2017-10-10 16:30 | 508 | 492
2017-10-10 17:00 | 518 | 502
2017-10-10 17:30 | 533 | 518
2017-10-10 18:00 | 514 | 498
2017-10-10 18:30 | 494 | 477
2017-10-10 19:00 | 496 | 479
2017-10-10 19:30 | 492 | 474
2017-10-10 20:00 | 497 | 479
2017-10-10 20:30 | 493 | 475
2017-10-10 21:00 | 470 | 449
2017-10-10 21:30 | 472 | 451
2017-10-10 22:00 | 486 | 465
2017-10-10 22:30 | 462 | 440
2017-10-10 23:00 | 421 | 396
2017-10-10 23:30 | 420 | 394
2017-10-11 | 432 | 406
2017-10-11 00:30 | 469 | 445
2017-10-11 01:00 | 453 | 427
2017-10-11 01:30 | 423 | 395
2017-10-11 02:00 | 405 | 374
2017-10-11 02:30 | 430 | 402
2017-10-11 03:00 | 405 | 374
2017-10-11 03:30 | 397 | 365
2017-10-11 04:00 | 408 | 378
2017-10-11 04:30 | 441 | 414
2017-10-11 05:00 | 447 | 421
2017-10-11 05:30 | 463 | 439
2017-10-11 06:00 | 498 | 478
2017-10-11 06:30 | 492 | 472
2017-10-11 07:00 | 493 | 474
2017-10-11 07:30 | 502 | 484
2017-10-11 08:00 | 503 | 484
2017-10-11 08:30 | 500 | 481
2017-10-11 09:00 | 528 | 512
2017-10-11 09:30 | 535 | 519
2017-10-11 10:00 | 538 | 522
2017-10-11 10:30 | 507 | 490
2017-10-11 11:00 | 463 | 442
2017-10-11 11:30 | 451 | 430
2017-10-11 12:00 | 451 | 429
2017-10-11 12:30 | 452 | 431
2017-10-11 13:00 | 447 | 426
2017-10-11 13:30 | 454 | 433
2017-10-11 14:00 | 445 | 423
2017-10-11 14:30 | 459 | 438
2017-10-11 15:00 | 486 | 467
2017-10-11 15:30 | 506 | 488
2017-10-11 16:00 | 500 | 481
2017-10-11 16:30 | 471 | 450
2017-10-11 17:00 | 522 | 505
2017-10-11 17:30 | 533 | 517
2017-10-11 18:00 | 499 | 481
2017-10-11 18:30 | 483 | 464
2017-10-11 19:00 | 488 | 469
2017-10-11 19:30 | 506 | 487
2017-10-11 20:00 | 509 | 491
2017-10-11 20:30 | 510 | 493
2017-10-11 21:00 | 510 | 492
2017-10-11 21:30 | 513 | 495
2017-10-11 22:00 | 514 | 496
2017-10-11 22:30 | 486 | 467
2017-10-11 23:00 | 416 | 391
2017-10-11 23:30 | 409 | 379
2017-10-12 | 346 | 310
2017-10-12 00:30 | 337 | 300
2017-10-12 01:00 | 358 | 323
2017-10-12 01:30 | 374 | 340
2017-10-12 02:00 | 389 | 357
2017-10-12 02:30 | 387 | 355
2017-10-12 03:00 | 378 | 344
2017-10-12 03:30 | 378 | 345
2017-10-12 04:00 | 377 | 344
2017-10-12 04:30 | 388 | 356
2017-10-12 05:00 | 411 | 382
2017-10-12 05:30 | 412 | 383
2017-10-12 06:00 | 418 | 390
2017-10-12 06:30 | 415 | 387
2017-10-12 07:00 | 437 | 412
2017-10-12 07:30 | 459 | 438
2017-10-12 08:00 | 477 | 456
2017-10-12 08:30 | 487 | 468
2017-10-12 09:00 | 487 | 468
2017-10-12 09:30 | 494 | 475
2017-10-12 10:00 | 482 | 463
2017-10-12 10:30 | 474 | 454
2017-10-12 11:00 | 476 | 456
2017-10-12 11:30 | 471 | 451
2017-10-12 12:00 | 487 | 467
2017-10-12 12:30 | 484 | 464
2017-10-12 13:00 | 485 | 466
2017-10-12 13:30 | 482 | 463
2017-10-12 14:00 | 484 | 464
2017-10-12 14:30 | 474 | 454
2017-10-12 15:00 | 474 | 453
2017-10-12 15:30 | 479 | 458
2017-10-12 16:00 | 478 | 458
2017-10-12 16:30 | 475 | 456
2017-10-12 17:00 | 475 | 456
2017-10-12 17:30 | 490 | 473
2017-10-12 18:00 | 489 | 472
2017-10-12 18:30 | 480 | 462
2017-10-12 19:00 | 470 | 452
2017-10-12 19:30 | 466 | 447
2017-10-12 20:00 | 473 | 454
2017-10-12 20:30 | 481 | 462
2017-10-12 21:00 | 479 | 459
2017-10-12 21:30 | 464 | 443
2017-10-12 22:00 | 441 | 418
2017-10-12 22:30 | 427 | 402
2017-10-12 23:00 | 410 | 383
2017-10-12 23:30 | 404 | 377
2017-10-13 | 401 | 373
2017-10-13 00:30 | 406 | 377
2017-10-13 01:00 | 422 | 395
2017-10-13 01:30 | 468 | 444
2017-10-13 02:00 | 469 | 445
2017-10-13 02:30 | 462 | 438
2017-10-13 03:00 | 467 | 443
2017-10-13 03:30 | 454 | 429
2017-10-13 04:00 | 440 | 414
2017-10-13 04:30 | 426 | 399
2017-10-13 05:00 | 425 | 398
2017-10-13 05:30 | 434 | 407
2017-10-13 06:00 | 463 | 439
2017-10-13 06:30 | 472 | 450
2017-10-13 07:00 | 487 | 466
2017-10-13 07:30 | 503 | 485
2017-10-13 08:00 | 491 | 472
2017-10-13 08:30 | 515 | 498
2017-10-13 09:00 | 513 | 496
2017-10-13 09:30 | 511 | 494
2017-10-13 10:00 | 514 | 497
2017-10-13 10:30 | 520 | 503
2017-10-13 11:00 | 525 | 509
2017-10-13 11:30 | 517 | 500
2017-10-13 12:00 | 512 | 494
2017-10-13 12:30 | 511 | 493
2017-10-13 13:00 | 498 | 480
2017-10-13 13:30 | 485 | 466
2017-10-13 14:00 | 475 | 455
2017-10-13 14:30 | 476 | 457
2017-10-13 15:00 | 480 | 461
2017-10-13 15:30 | 504 | 486
2017-10-13 16:00 | 509 | 491
2017-10-13 16:30 | 503 | 485
2017-10-13 17:00 | 509 | 491
2017-10-13 17:30 | 500 | 482
2017-10-13 18:00 | 490 | 471
2017-10-13 18:30 | 485 | 466
2017-10-13 19:00 | 493 | 474
2017-10-13 19:30 | 487 | 467
2017-10-13 20:00 | 473 | 452
2017-10-13 20:30 | 480 | 459
2017-10-13 21:00 | 456 | 434
2017-10-13 21:30 | 441 | 416
2017-10-13 22:00 | 435 | 408
2017-10-13 22:30 | 428 | 400
2017-10-13 23:00 | 405 | 374
2017-10-13 23:30 | 401 | 369
2017-10-14 | 417 | 387
2017-10-14 00:30 | 421 | 391
2017-10-14 01:00 | 429 | 400
2017-10-14 01:30 | 438 | 410
2017-10-14 02:00 | 433 | 403
2017-10-14 02:30 | 398 | 366
2017-10-14 03:00 | 385 | 351
2017-10-14 03:30 | 376 | 341
2017-10-14 04:00 | 371 | 334
2017-10-14 04:30 | 395 | 360
2017-10-14 05:00 | 419 | 386
2017-10-14 05:30 | 434 | 403
2017-10-14 06:00 | 416 | 383
2017-10-14 06:30 | 423 | 392
2017-10-14 07:00 | 430 | 401
2017-10-14 07:30 | 443 | 416
2017-10-14 08:00 | 445 | 419
2017-10-14 08:30 | 454 | 429
2017-10-14 09:00 | 453 | 427
2017-10-14 09:30 | 464 | 439
2017-10-14 10:00 | 463 | 438
2017-10-14 10:30 | 480 | 457
2017-10-14 11:00 | 488 | 466
2017-10-14 11:30 | 462 | 437
2017-10-14 12:00 | 465 | 440
2017-10-14 12:30 | 449 | 423
2017-10-14 13:00 | 448 | 422
2017-10-14 13:30 | 442 | 415
2017-10-14 14:00 | 457 | 431
2017-10-14 14:30 | 455 | 429
2017-10-14 15:00 | 447 | 421
2017-10-14 15:30 | 458 | 432
2017-10-14 16:00 | 470 | 445
2017-10-14 16:30 | 394 | 362
2017-10-14 17:00 | 410 | 380
2017-10-14 17:30 | 387 | 356
2017-10-14 18:00 | 370 | 337
2017-10-14 18:30 | 396 | 366
2017-10-14 19:00 | 379 | 349
2017-10-14 19:30 | 357 | 323
2017-10-14 20:00 | 345 | 310
2017-10-14 20:30 | 377 | 346
2017-10-14 21:00 | 370 | 337
2017-10-14 21:30 | 378 | 346
2017-10-14 22:00 | 367 | 334
2017-10-14 22:30 | 327 | 289
2017-10-14 23:00 | 307 | 265
2017-10-14 23:30 | 316 | 273
2017-10-15 | 317 | 274
2017-10-15 00:30 | 331 | 290
2017-10-15 01:00 | 313 | 269
2017-10-15 01:30 | 329 | 287
2017-10-15 02:00 | 322 | 278
2017-10-15 02:30 | 330 | 288
2017-10-15 03:00 | 327 | 283
2017-10-15 03:30 | 324 | 280
2017-10-15 04:00 | 326 | 283
2017-10-15 04:30 | 331 | 288
2017-10-15 05:00 | 365 | 328
2017-10-15 05:30 | 386 | 350
2017-10-15 06:00 | 337 | 295
2017-10-15 06:30 | 324 | 281
2017-10-15 07:00 | 342 | 301
2017-10-15 07:30 | 334 | 293
2017-10-15 08:00 | 378 | 343
2017-10-15 08:30 | 429 | 401
2017-10-15 09:00 | 422 | 395
2017-10-15 09:30 | 402 | 377
2017-10-15 10:00 | 396 | 370
2017-10-15 10:30 | 404 | 380
2017-10-15 11:00 | 420 | 397
2017-10-15 11:30 | 407 | 383
2017-10-15 12:00 | 384 | 358
2017-10-15 12:30 | 390 | 365
2017-10-15 13:00 | 397 | 373
2017-10-15 13:30 | 390 | 365
2017-10-15 14:00 | 390 | 365
2017-10-15 14:30 | 393 | 369
2017-10-15 15:00 | 396 | 372
2017-10-15 15:30 | 409 | 386
2017-10-15 16:00 | 416 | 393
2017-10-15 16:30 | 428 | 406
2017-10-15 17:00 | 468 | 450
2017-10-15 17:30 | 467 | 449
2017-10-15 18:00 | 456 | 438
2017-10-15 18:30 | 448 | 430
2017-10-15 19:00 | 445 | 427
2017-10-15 19:30 | 399 | 377
2017-10-15 20:00 | 409 | 387
2017-10-15 20:30 | 433 | 412
2017-10-15 21:00 | 441 | 421
2017-10-15 21:30 | 415 | 393
2017-10-15 22:00 | 396 | 372
2017-10-15 22:30 | 350 | 323
2017-10-15 23:00 | 336 | 307
2017-10-15 23:30 | 334 | 304
2017-10-16 | 321 | 289
2017-10-16 00:30 | 295 | 262
2017-10-16 01:00 | 268 | 225
2017-10-16 01:30 | 256 | 209
2017-10-16 02:00 | 246 | 196
2017-10-16 02:30 | 271 | 226
2017-10-16 03:00 | 281 | 238
2017-10-16 03:30 | 290 | 249
2017-10-16 04:00 | 296 | 257
2017-10-16 04:30 | 254 | 206
2017-10-16 05:00 | 267 | 222
2017-10-16 05:30 | 313 | 276
2017-10-16 06:00 | 279 | 238
2017-10-16 06:30 | 264 | 220
2017-10-16 07:00 | 340 | 309
2017-10-16 07:30 | 370 | 342
2017-10-16 08:00 | 381 | 356
2017-10-16 08:30 | 393 | 371
2017-10-16 09:00 | 377 | 354
2017-10-16 09:30 | 406 | 385
2017-10-16 10:00 | 414 | 393
2017-10-16 10:30 | 412 | 391
2017-10-16 11:00 | 411 | 390
2017-10-16 11:30 | 445 | 426
2017-10-16 12:00 | 460 | 443
2017-10-16 12:30 | 464 | 446
2017-10-16 13:00 | 479 | 463
2017-10-16 13:30 | 490 | 474
2017-10-16 14:00 | 463 | 446
2017-10-16 14:30 | 469 | 452
2017-10-16 15:00 | 487 | 470
2017-10-16 15:30 | 518 | 504
2017-10-16 16:00 | 526 | 512
2017-10-16 16:30 | 508 | 493
2017-10-16 17:00 | 484 | 468
2017-10-16 17:30 | 496 | 480
2017-10-16 18:00 | 464 | 446
2017-10-16 18:30 | 458 | 441
2017-10-16 19:00 | 466 | 448
2017-10-16 19:30 | 461 | 443
2017-10-16 20:00 | 466 | 448
2017-10-16 20:30 | 464 | 445
2017-10-16 21:00 | 467 | 448
2017-10-16 21:30 | 473 | 454
2017-10-16 22:00 | 443 | 422
2017-10-16 22:30 | 371 | 343
2017-10-16 23:00 | 332 | 299
2017-10-16 23:30 | 318 | 283
2017-10-17 | 307 | 266
2017-10-17 00:30 | 288 | 242
2017-10-17 01:00 | 266 | 216
2017-10-17 01:30 | 249 | 196
2017-10-17 02:00 | 220 | 156
2017-10-17 02:30 | 202 | 123
2017-10-17 03:00 | 201 | 119
2017-10-17 03:30 | 214 | 142
2017-10-17 04:00 | 221 | 152
2017-10-17 04:30 | 199 | 117
2017-10-17 05:00 | 200 | 115
2017-10-17 05:30 | 202 | 119
2017-10-17 06:00 | 214 | 141
2017-10-17 06:30 | 265 | 213
2017-10-17 07:00 | 344 | 309
2017-10-17 07:30 | 361 | 330
2017-10-17 08:00 | 374 | 344
2017-10-17 08:30 | 357 | 326
2017-10-17 09:00 | 361 | 330
2017-10-17 09:30 | 359 | 329
2017-10-17 10:00 | 375 | 347
2017-10-17 10:30 | 379 | 351
2017-10-17 11:00 | 359 | 328
2017-10-17 11:30 | 324 | 288
2017-10-17 12:00 | 336 | 301
2017-10-17 12:30 | 346 | 312
2017-10-17 13:00 | 337 | 301
2017-10-17 13:30 | 340 | 305
2017-10-17 14:00 | 343 | 308
2017-10-17 14:30 | 339 | 304
2017-10-17 15:00 | 346 | 311
2017-10-17 15:30 | 371 | 339
2017-10-17 16:00 | 369 | 337
2017-10-17 16:30 | 342 | 308
2017-10-17 17:00 | 378 | 348
2017-10-17 17:30 | 362 | 329
2017-10-17 18:00 | 358 | 326
2017-10-17 18:30 | 361 | 329
2017-10-17 19:00 | 356 | 324
2017-10-17 19:30 | 362 | 328
2017-10-17 20:00 | 361 | 327
2017-10-17 20:30 | 348 | 313
2017-10-17 21:00 | 344 | 309
2017-10-17 21:30 | 340 | 305
2017-10-17 22:00 | 328 | 291
2017-10-17 22:30 | 269 | 220
2017-10-17 23:00 | 244 | 185
2017-10-17 23:30 | 248 | 191
2017-10-18 | 248 | 186
2017-10-18 00:30 | 235 | 164
2017-10-18 01:00 | 228 | 154
2017-10-18 01:30 | 213 | 129
2017-10-18 02:00 | 205 | 114
2017-10-18 02:30 | 193 | 95
2017-10-18 03:00 | 199 | 105
2017-10-18 03:30 | 193 | 93
2017-10-18 04:00 | 202 | 108
2017-10-18 04:30 | 202 | 107
2017-10-18 05:00 | 209 | 119
2017-10-18 05:30 | 218 | 137
2017-10-18 06:00 | 235 | 165
2017-10-18 06:30 | 283 | 236
2017-10-18 07:00 | 329 | 291
2017-10-18 07:30 | 359 | 325
2017-10-18 08:00 | 362 | 329
2017-10-18 08:30 | 342 | 309
2017-10-18 09:00 | 342 | 311
2017-10-18 09:30 | 382 | 356
2017-10-18 10:00 | 377 | 350
2017-10-18 10:30 | 401 | 375
2017-10-18 11:00 | 417 | 393
2017-10-18 11:30 | 367 | 338
2017-10-18 12:00 | 333 | 300
2017-10-18 12:30 | 339 | 306
2017-10-18 13:00 | 339 | 307
2017-10-18 13:30 | 366 | 336
2017-10-18 14:00 | 302 | 265
2017-10-18 14:30 | 343 | 312
2017-10-18 15:00 | 375 | 346
2017-10-18 15:30 | 405 | 379
2017-10-18 16:00 | 394 | 367
2017-10-18 16:30 | 372 | 343
2017-10-18 17:00 | 378 | 349
2017-10-18 17:30 | 400 | 374
2017-10-18 18:00 | 409 | 384
2017-10-18 18:30 | 408 | 384
2017-10-18 19:00 | 426 | 402
2017-10-18 19:30 | 425 | 401
2017-10-18 20:00 | 411 | 386
2017-10-18 20:30 | 395 | 368
2017-10-18 21:00 | 381 | 352
2017-10-18 21:30 | 390 | 362
2017-10-18 22:00 | 402 | 376
2017-10-18 22:30 | 321 | 287
2017-10-18 23:00 | 306 | 270
2017-10-18 23:30 | 312 | 273
2017-10-19 | 267 | 219
2017-10-19 00:30 | 248 | 195
2017-10-19 01:00 | 243 | 179
2017-10-19 01:30 | 253 | 184
2017-10-19 02:00 | 251 | 181
2017-10-19 02:30 | 252 | 182
2017-10-19 03:00 | 239 | 164
2017-10-19 03:30 | 243 | 169
2017-10-19 04:00 | 247 | 175
2017-10-19 04:30 | 255 | 188
2017-10-19 05:00 | 279 | 218
2017-10-19 05:30 | 284 | 224
2017-10-19 06:00 | 282 | 226
2017-10-19 06:30 | 329 | 287
2017-10-19 07:00 | 392 | 360
2017-10-19 07:30 | 411 | 383
2017-10-19 08:00 | 412 | 385
2017-10-19 08:30 | 388 | 359
2017-10-19 09:00 | 395 | 366
2017-10-19 09:30 | 392 | 363
2017-10-19 10:00 | 425 | 399
2017-10-19 10:30 | 410 | 382
2017-10-19 11:00 | 401 | 372
2017-10-19 11:30 | 395 | 366
2017-10-19 12:00 | 420 | 393
2017-10-19 12:30 | 400 | 371
2017-10-19 13:00 | 432 | 406
2017-10-19 13:30 | 434 | 409
2017-10-19 14:00 | 437 | 410
2017-10-19 14:30 | 467 | 443
2017-10-19 15:00 | 449 | 427
2017-10-19 15:30 | 446 | 423
2017-10-19 16:00 | 473 | 452
2017-10-19 16:30 | 486 | 466
2017-10-19 17:00 | 507 | 488
2017-10-19 17:30 | 491 | 471
2017-10-19 18:00 | 517 | 499
2017-10-19 18:30 | 508 | 489
2017-10-19 19:00 | 537 | 521
2017-10-19 19:30 | 527 | 509
2017-10-19 20:00 | 481 | 459
2017-10-19 20:30 | 424 | 397
2017-10-19 21:00 | 423 | 396
2017-10-19 21:30 | 409 | 381
2017-10-19 22:00 | 387 | 357
2017-10-19 22:30 | 361 | 328
2017-10-19 23:00 | 292 | 249
2017-10-19 23:30 | 279 | 231
2017-10-20 | 280 | 231
2017-10-20 00:30 | 262 | 209
2017-10-20 01:00 | 255 | 198
2017-10-20 01:30 | 256 | 199
2017-10-20 02:00 | 258 | 202
2017-10-20 02:30 | 251 | 193
2017-10-20 03:00 | 235 | 171
2017-10-20 03:30 | 245 | 184
2017-10-20 04:00 | 274 | 221
2017-10-20 04:30 | 255 | 197
2017-10-20 05:00 | 247 | 186
2017-10-20 05:30 | 237 | 172
2017-10-20 06:00 | 225 | 156
2017-10-20 06:30 | 238 | 176
2017-10-20 07:00 | 266 | 213
2017-10-20 07:30 | 288 | 243
2017-10-20 08:00 | 304 | 262
2017-10-20 08:30 | 263 | 214
2017-10-20 09:00 | 281 | 238
2017-10-20 09:30 | 283 | 243
2017-10-20 10:00 | 293 | 256
2017-10-20 10:30 | 292 | 260
2017-10-20 11:00 | 274 | 242
2017-10-20 11:30 | 259 | 224
2017-10-20 12:00 | 262 | 228
2017-10-20 12:30 | 266 | 231
2017-10-20 13:00 | 246 | 207
2017-10-20 13:30 | 253 | 215
2017-10-20 14:00 | 302 | 271
2017-10-20 14:30 | 313 | 282
2017-10-20 15:00 | 333 | 305
2017-10-20 15:30 | 323 | 294
2017-10-20 16:00 | 299 | 268
2017-10-20 16:30 | 290 | 254
2017-10-20 17:00 | 294 | 257
2017-10-20 17:30 | 349 | 318
2017-10-20 18:00 | 370 | 342
2017-10-20 18:30 | 403 | 378
2017-10-20 19:00 | 418 | 395
2017-10-20 19:30 | 402 | 377
2017-10-20 20:00 | 412 | 388
2017-10-20 20:30 | 423 | 400
2017-10-20 21:00 | 397 | 371
2017-10-20 21:30 | 387 | 361
2017-10-20 22:00 | 357 | 327
2017-10-20 22:30 | 319 | 282
2017-10-20 23:00 | 300 | 259
2017-10-20 23:30 | 303 | 262
2017-10-21 | 295 | 253
2017-10-21 00:30 | 298 | 257
2017-10-21 01:00 | 266 | 217
2017-10-21 01:30 | 266 | 216
2017-10-21 02:00 | 264 | 213
2017-10-21 02:30 | 248 | 192
2017-10-21 03:00 | 209 | 138
2017-10-21 03:30 | 191 | 109
2017-10-21 04:00 | 197 | 120
2017-10-21 04:30 | 210 | 141
2017-10-21 05:00 | 233 | 173
2017-10-21 05:30 | 240 | 182
2017-10-21 06:00 | 238 | 178
2017-10-21 06:30 | 262 | 211
2017-10-21 07:00 | 292 | 247
2017-10-21 07:30 | 339 | 302
2017-10-21 08:00 | 361 | 326
2017-10-21 08:30 | 360 | 326
2017-10-21 09:00 | 368 | 335
2017-10-21 09:30 | 386 | 355
2017-10-21 10:00 | 345 | 311
2017-10-21 10:30 | 330 | 295
2017-10-21 11:00 | 331 | 295
2017-10-21 11:30 | 336 | 302
2017-10-21 12:00 | 348 | 314
2017-10-21 12:30 | 345 | 311
2017-10-21 13:00 | 339 | 304
2017-10-21 13:30 | 324 | 286
2017-10-21 14:00 | 320 | 282
2017-10-21 14:30 | 331 | 294
2017-10-21 15:00 | 345 | 311
2017-10-21 15:30 | 329 | 292
2017-10-21 16:00 | 330 | 293
2017-10-21 16:30 | 323 | 285
2017-10-21 17:00 | 347 | 312
2017-10-21 17:30 | 352 | 318
2017-10-21 18:00 | 353 | 320
2017-10-21 18:30 | 362 | 330
2017-10-21 19:00 | 421 | 395
2017-10-21 19:30 | 400 | 371
2017-10-21 20:00 | 386 | 355
2017-10-21 20:30 | 381 | 349
2017-10-21 21:00 | 351 | 316
2017-10-21 21:30 | 350 | 315
2017-10-21 22:00 | 342 | 306
2017-10-21 22:30 | 303 | 261
2017-10-21 23:00 | 292 | 248
2017-10-21 23:30 | 287 | 242
2017-10-22 | 291 | 245
2017-10-22 00:30 | 258 | 204
2017-10-22 01:00 | 246 | 188
2017-10-22 01:30 | 260 | 204
2017-10-22 02:00 | 256 | 196
2017-10-22 02:30 | 246 | 175
2017-10-22 03:00 | 222 | 139
2017-10-22 03:30 | 228 | 150
2017-10-22 04:00 | 217 | 131
2017-10-22 04:30 | 227 | 148
2017-10-22 05:00 | 228 | 148
2017-10-22 05:30 | 242 | 168
2017-10-22 06:00 | 244 | 171
2017-10-22 06:30 | 255 | 186
2017-10-22 07:00 | 273 | 210
2017-10-22 07:30 | 280 | 219
2017-10-22 08:00 | 241 | 168
2017-10-22 08:30 | 235 | 161
2017-10-22 09:00 | 275 | 215
2017-10-22 09:30 | 287 | 230
2017-10-22 10:00 | 280 | 226
2017-10-22 10:30 | 269 | 213
2017-10-22 11:00 | 250 | 187
2017-10-22 11:30 | 239 | 173
2017-10-22 12:00 | 247 | 184
2017-10-22 12:30 | 260 | 200
2017-10-22 13:00 | 247 | 184
2017-10-22 13:30 | 238 | 172
2017-10-22 14:00 | 249 | 186
2017-10-22 14:30 | 241 | 177
2017-10-22 15:00 | 265 | 208
2017-10-22 15:30 | 266 | 211
2017-10-22 16:00 | 314 | 268
2017-10-22 16:30 | 385 | 349
2017-10-22 17:00 | 435 | 406
2017-10-22 17:30 | 465 | 442
2017-10-22 18:00 | 475 | 453
2017-10-22 18:30 | 473 | 452
2017-10-22 19:00 | 482 | 462
2017-10-22 19:30 | 457 | 435
2017-10-22 20:00 | 427 | 402
2017-10-22 20:30 | 428 | 403
2017-10-22 21:00 | 411 | 384
2017-10-22 21:30 | 404 | 376
2017-10-22 22:00 | 409 | 382
2017-10-22 22:30 | 375 | 344
2017-10-22 23:00 | 354 | 320
2017-10-22 23:30 | 359 | 324
2017-10-23 | 346 | 309
2017-10-23 00:30 | 326 | 286
2017-10-23 01:00 | 289 | 241
2017-10-23 01:30 | 292 | 245
2017-10-23 02:00 | 308 | 263
2017-10-23 02:30 | 297 | 251
2017-10-23 03:00 | 295 | 249
2017-10-23 03:30 | 303 | 258
2017-10-23 04:00 | 251 | 195
2017-10-23 04:30 | 251 | 195
2017-10-23 05:00 | 274 | 222
2017-10-23 05:30 | 291 | 243
2017-10-23 06:00 | 280 | 230
2017-10-23 06:30 | 288 | 240
2017-10-23 07:00 | 297 | 253
2017-10-23 07:30 | 304 | 261
2017-10-23 08:00 | 310 | 271
2017-10-23 08:30 | 273 | 229
2017-10-23 09:00 | 266 | 224
2017-10-23 09:30 | 300 | 263
2017-10-23 10:00 | 323 | 288
2017-10-23 10:30 | 313 | 281
2017-10-23 11:00 | 281 | 246
2017-10-23 11:30 | 291 | 257
2017-10-23 12:00 | 297 | 263
2017-10-23 12:30 | 301 | 268
2017-10-23 13:00 | 258 | 219
2017-10-23 13:30 | 276 | 241
2017-10-23 14:00 | 303 | 271
2017-10-23 14:30 | 320 | 290
2017-10-23 15:00 | 332 | 303
2017-10-23 15:30 | 342 | 314
2017-10-23 16:00 | 370 | 345
2017-10-23 16:30 | 390 | 366
2017-10-23 17:00 | 415 | 393
2017-10-23 17:30 | 444 | 425
2017-10-23 18:00 | 523 | 510
2017-10-23 18:30 | 542 | 531
2017-10-23 19:00 | 544 | 533
2017-10-23 19:30 | 518 | 505
2017-10-23 20:00 | 534 | 521
2017-10-23 20:30 | 535 | 523
2017-10-23 21:00 | 512 | 498
2017-10-23 21:30 | 495 | 480
2017-10-23 22:00 | 478 | 462
2017-10-23 22:30 | 408 | 386
2017-10-23 23:00 | 349 | 321
2017-10-23 23:30 | 313 | 280
2017-10-24 | 304 | 264
2017-10-24 00:30 | 302 | 262
2017-10-24 01:00 | 298 | 256
2017-10-24 01:30 | 288 | 241
2017-10-24 02:00 | 269 | 217
2017-10-24 02:30 | 270 | 215
2017-10-24 03:00 | 269 | 210
2017-10-24 03:30 | 280 | 224
2017-10-24 04:00 | 281 | 224
2017-10-24 04:30 | 276 | 219
2017-10-24 05:00 | 276 | 224
2017-10-24 05:30 | 299 | 256
2017-10-24 06:00 | 257 | 209
2017-10-24 06:30 | 253 | 206
2017-10-24 07:00 | 284 | 246
2017-10-24 07:30 | 314 | 281
2017-10-24 08:00 | 273 | 233
2017-10-24 08:30 | 269 | 228
2017-10-24 09:00 | 256 | 212
2017-10-24 09:30 | 251 | 206
2017-10-24 10:00 | 268 | 227
2017-10-24 10:30 | 259 | 218
2017-10-24 11:00 | 238 | 193
2017-10-24 11:30 | 255 | 213
2017-10-24 12:00 | 270 | 231
2017-10-24 12:30 | 280 | 242
2017-10-24 13:00 | 298 | 265
2017-10-24 13:30 | 270 | 232
2017-10-24 14:00 | 276 | 239
2017-10-24 14:30 | 310 | 278
2017-10-24 15:00 | 319 | 288
2017-10-24 15:30 | 323 | 292
2017-10-24 16:00 | 339 | 310
2017-10-24 16:30 | 383 | 358
2017-10-24 17:00 | 411 | 388
2017-10-24 17:30 | 454 | 435
2017-10-24 18:00 | 454 | 435
2017-10-24 18:30 | 472 | 455
2017-10-24 19:00 | 509 | 493
2017-10-24 19:30 | 538 | 523
2017-10-24 20:00 | 559 | 545
2017-10-24 20:30 | 544 | 530
2017-10-24 21:00 | 528 | 513
2017-10-24 21:30 | 511 | 495
2017-10-24 22:00 | 486 | 466
2017-10-24 22:30 | 408 | 383
2017-10-24 23:00 | 329 | 291
2017-10-24 23:30 | 319 | 278
2017-10-25 | 308 | 264
2017-10-25 00:30 | 302 | 257
2017-10-25 01:00 | 312 | 267
2017-10-25 01:30 | 294 | 243
2017-10-25 02:00 | 278 | 223
2017-10-25 02:30 | 269 | 211
2017-10-25 03:00 | 280 | 225
2017-10-25 03:30 | 280 | 224
2017-10-25 04:00 | 294 | 242
2017-10-25 04:30 | 293 | 240
2017-10-25 05:00 | 280 | 225
2017-10-25 05:30 | 257 | 198
2017-10-25 06:00 | 248 | 192
2017-10-25 06:30 | 300 | 259
2017-10-25 07:00 | 324 | 287
2017-10-25 07:30 | 333 | 298
2017-10-25 08:00 | 323 | 285
2017-10-25 08:30 | 302 | 261
2017-10-25 09:00 | 294 | 252
2017-10-25 09:30 | 289 | 248
2017-10-25 10:00 | 299 | 261
2017-10-25 10:30 | 294 | 256
2017-10-25 11:00 | 280 | 240
2017-10-25 11:30 | 280 | 240
2017-10-25 12:00 | 303 | 267
2017-10-25 12:30 | 312 | 276
2017-10-25 13:00 | 312 | 276
2017-10-25 13:30 | 317 | 281
2017-10-25 14:00 | 313 | 276
2017-10-25 14:30 | 313 | 277
2017-10-25 15:00 | 348 | 317
2017-10-25 15:30 | 352 | 320
2017-10-25 16:00 | 356 | 325
2017-10-25 16:30 | 376 | 346
2017-10-25 17:00 | 427 | 402
2017-10-25 17:30 | 460 | 438
2017-10-25 18:00 | 465 | 442
2017-10-25 18:30 | 469 | 447
2017-10-25 19:00 | 502 | 483
2017-10-25 19:30 | 504 | 486
2017-10-25 20:00 | 537 | 521
2017-10-25 20:30 | 549 | 534
2017-10-25 21:00 | 524 | 508
2017-10-25 21:30 | 518 | 502
2017-10-25 22:00 | 484 | 465
2017-10-25 22:30 | 392 | 365
2017-10-25 23:00 | 321 | 285
2017-10-25 23:30 | 309 | 271
2017-10-26 | 299 | 259
2017-10-26 00:30 | 305 | 265
2017-10-26 01:00 | 305 | 266
2017-10-26 01:30 | 288 | 244
2017-10-26 02:00 | 274 | 222
2017-10-26 02:30 | 276 | 223
2017-10-26 03:00 | 278 | 226
2017-10-26 03:30 | 279 | 228
2017-10-26 04:00 | 277 | 224
2017-10-26 04:30 | 279 | 228
2017-10-26 05:00 | 290 | 241
2017-10-26 05:30 | 301 | 254
2017-10-26 06:00 | 335 | 294
2017-10-26 06:30 | 383 | 350
2017-10-26 07:00 | 415 | 387
2017-10-26 07:30 | 450 | 425
2017-10-26 08:00 | 424 | 398
2017-10-26 08:30 | 374 | 344
2017-10-26 09:00 | 381 | 351
2017-10-26 09:30 | 391 | 365
2017-10-26 10:00 | 397 | 371
2017-10-26 10:30 | 404 | 378
2017-10-26 11:00 | 432 | 409
2017-10-26 11:30 | 427 | 404
2017-10-26 12:00 | 425 | 401
2017-10-26 12:30 | 446 | 424
2017-10-26 13:00 | 468 | 447
2017-10-26 13:30 | 496 | 477
2017-10-26 14:00 | 504 | 486
2017-10-26 14:30 | 513 | 496
2017-10-26 15:00 | 537 | 521
2017-10-26 15:30 | 572 | 555
2017-10-26 16:00 | 627 | 608
2017-10-26 16:30 | 628 | 609
2017-10-26 17:00 | 621 | 602
2017-10-26 17:30 | 615 | 595
2017-10-26 18:00 | 610 | 591
2017-10-26 18:30 | 595 | 575
2017-10-26 19:00 | 593 | 573
2017-10-26 19:30 | 581 | 560
2017-10-26 20:00 | 590 | 569
2017-10-26 20:30 | 589 | 575
2017-10-26 21:00 | 551 | 538
2017-10-26 21:30 | 559 | 545
2017-10-26 22:00 | 508 | 492
2017-10-26 22:30 | 414 | 390
2017-10-26 23:00 | 346 | 315
2017-10-26 23:30 | 304 | 264
2017-10-27 | 288 | 243
2017-10-27 00:30 | 303 | 258
2017-10-27 01:00 | 300 | 256
2017-10-27 01:30 | 266 | 213
2017-10-27 02:00 | 254 | 196
2017-10-27 02:30 | 252 | 193
2017-10-27 03:00 | 254 | 197
2017-10-27 03:30 | 254 | 196
2017-10-27 04:00 | 266 | 212
2017-10-27 04:30 | 269 | 215
2017-10-27 05:00 | 283 | 233
2017-10-27 05:30 | 301 | 254
2017-10-27 06:00 | 286 | 237
2017-10-27 06:30 | 313 | 273
2017-10-27 07:00 | 343 | 308
2017-10-27 07:30 | 342 | 307
2017-10-27 08:00 | 332 | 296
2017-10-27 08:30 | 324 | 289
2017-10-27 09:00 | 328 | 292
2017-10-27 09:30 | 332 | 297
2017-10-27 10:00 | 336 | 303
2017-10-27 10:30 | 347 | 315
2017-10-27 11:00 | 327 | 291
2017-10-27 11:30 | 321 | 285
2017-10-27 12:00 | 311 | 274
2017-10-27 12:30 | 294 | 254
2017-10-27 13:00 | 291 | 250
2017-10-27 13:30 | 304 | 264
2017-10-27 14:00 | 336 | 300
2017-10-27 14:30 | 370 | 339
2017-10-27 15:00 | 401 | 375
2017-10-27 15:30 | 426 | 402
2017-10-27 16:00 | 485 | 466
2017-10-27 16:30 | 526 | 511
2017-10-27 17:00 | 520 | 505
2017-10-27 17:30 | 478 | 459
2017-10-27 18:00 | 452 | 432
2017-10-27 18:30 | 480 | 462
2017-10-27 19:00 | 481 | 464
2017-10-27 19:30 | 462 | 443
2017-10-27 20:00 | 470 | 451
2017-10-27 20:30 | 465 | 446
2017-10-27 21:00 | 472 | 453
2017-10-27 21:30 | 470 | 451
2017-10-27 22:00 | 500 | 482
2017-10-27 22:30 | 504 | 486
2017-10-27 23:00 | 454 | 432
2017-10-27 23:30 | 450 | 427
2017-10-28 | 439 | 414
2017-10-28 00:30 | 418 | 391
2017-10-28 01:00 | 410 | 381
2017-10-28 01:30 | 400 | 370
2017-10-28 02:00 | 379 | 348
2017-10-28 02:30 | 371 | 338
2017-10-28 03:00 | 372 | 340
2017-10-28 03:30 | 369 | 336
2017-10-28 04:00 | 359 | 325
2017-10-28 04:30 | 389 | 359
2017-10-28 05:00 | 362 | 329
2017-10-28 05:30 | 406 | 377
2017-10-28 06:00 | 374 | 342
2017-10-28 06:30 | 350 | 315
2017-10-28 07:00 | 352 | 317
2017-10-28 07:30 | 347 | 312
2017-10-28 08:00 | 345 | 311
2017-10-28 08:30 | 349 | 315
2017-10-28 09:00 | 361 | 329
2017-10-28 09:30 | 358 | 328
2017-10-28 10:00 | 345 | 312
2017-10-28 10:30 | 335 | 302
2017-10-28 11:00 | 344 | 312
2017-10-28 11:30 | 350 | 319
2017-10-28 12:00 | 363 | 334
2017-10-28 12:30 | 346 | 315
2017-10-28 13:00 | 354 | 323
2017-10-28 13:30 | 354 | 324
2017-10-28 14:00 | 380 | 352
2017-10-28 14:30 | 427 | 403
2017-10-28 15:00 | 456 | 434
2017-10-28 15:30 | 487 | 468
2017-10-28 16:00 | 520 | 503
2017-10-28 16:30 | 547 | 532
2017-10-28 17:00 | 550 | 534
2017-10-28 17:30 | 546 | 531
2017-10-28 18:00 | 546 | 531
2017-10-28 18:30 | 565 | 551
2017-10-28 19:00 | 559 | 544
2017-10-28 19:30 | 546 | 530
2017-10-28 20:00 | 545 | 530
2017-10-28 20:30 | 535 | 520
2017-10-28 21:00 | 519 | 503
2017-10-28 21:30 | 510 | 492
2017-10-28 22:00 | 494 | 476
2017-10-28 22:30 | 473 | 452
2017-10-28 23:00 | 441 | 418
2017-10-28 23:30 | 457 | 434
2017-10-29 | 442 | 417
2017-10-29 00:30 | 424 | 398
2017-10-29 01:00 | 407 | 379
2017-10-29 01:30 | 378 | 347
2017-10-29 02:00 | 352 | 317
2017-10-29 02:30 | 352 | 317
2017-10-29 03:00 | 351 | 317
2017-10-29 03:30 | 357 | 323
2017-10-29 04:00 | 347 | 311
2017-10-29 04:30 | 322 | 283
2017-10-29 05:00 | 326 | 288
2017-10-29 05:30 | 338 | 302
2017-10-29 06:00 | 343 | 307
2017-10-29 06:30 | 331 | 293
2017-10-29 07:00 | 337 | 300
2017-10-29 07:30 | 334 | 298
2017-10-29 08:00 | 340 | 304
2017-10-29 08:30 | 326 | 289
2017-10-29 09:00 | 322 | 286
2017-10-29 09:30 | 334 | 300
2017-10-29 10:00 | 337 | 305
2017-10-29 10:30 | 345 | 314
2017-10-29 11:00 | 356 | 326
2017-10-29 11:30 | 374 | 346
2017-10-29 12:00 | 391 | 364
2017-10-29 12:30 | 411 | 386
2017-10-29 13:00 | 420 | 396
2017-10-29 13:30 | 443 | 420
2017-10-29 14:00 | 476 | 456
2017-10-29 14:30 | 500 | 481
2017-10-29 15:00 | 545 | 518
2017-10-29 15:30 | 553 | 526
2017-10-29 16:00 | 556 | 529
2017-10-29 16:30 | 550 | 522
2017-10-29 17:00 | 568 | 543
2017-10-29 17:30 | 566 | 542
2017-10-29 18:00 | 558 | 533
2017-10-29 18:30 | 560 | 536
2017-10-29 19:00 | 564 | 541
2017-10-29 19:30 | 542 | 517
2017-10-29 20:00 | 546 | 521
2017-10-29 20:30 | 514 | 486
2017-10-29 21:00 | 496 | 471
2017-10-29 21:30 | 496 | 479
2017-10-29 22:00 | 464 | 446
2017-10-29 22:30 | 416 | 394
2017-10-29 23:00 | 420 | 397
2017-10-29 23:30 | 410 | 383
2017-10-30 | 417 | 390
2017-10-30 00:30 | 384 | 354
2017-10-30 01:00 | 390 | 358
2017-10-30 01:30 | 378 | 343
2017-10-30 02:00 | 371 | 336
2017-10-30 02:30 | 360 | 323
2017-10-30 03:00 | 368 | 333
2017-10-30 03:30 | 370 | 335
2017-10-30 04:00 | 383 | 349
2017-10-30 04:30 | 388 | 356
2017-10-30 05:00 | 405 | 375
2017-10-30 05:30 | 449 | 422
2017-10-30 06:00 | 478 | 455
2017-10-30 06:30 | 492 | 471
2017-10-30 07:00 | 510 | 491
2017-10-30 07:30 | 535 | 517
2017-10-30 08:00 | 593 | 579
2017-10-30 08:30 | 602 | 589
2017-10-30 09:00 | 610 | 598
2017-10-30 09:30 | 600 | 588
2017-10-30 10:00 | 582 | 569
2017-10-30 10:30 | 579 | 566
2017-10-30 11:00 | 537 | 521
2017-10-30 11:30 | 544 | 529
2017-10-30 12:00 | 579 | 566
2017-10-30 12:30 | 574 | 561
2017-10-30 13:00 | 546 | 531
2017-10-30 13:30 | 529 | 512
2017-10-30 14:00 | 529 | 514
2017-10-30 14:30 | 538 | 524
2017-10-30 15:00 | 565 | 551
2017-10-30 15:30 | 564 | 550
2017-10-30 16:00 | 550 | 536
2017-10-30 16:30 | 547 | 533
2017-10-30 17:00 | 553 | 538
2017-10-30 17:30 | 578 | 566
2017-10-30 18:00 | 585 | 573
2017-10-30 18:30 | 595 | 583
2017-10-30 19:00 | 609 | 598
2017-10-30 19:30 | 616 | 605
2017-10-30 20:00 | 620 | 610
2017-10-30 20:30 | 615 | 605
2017-10-30 21:00 | 623 | 613
2017-10-30 21:30 | 620 | 609
2017-10-30 22:00 | 566 | 553
2017-10-30 22:30 | 517 | 501
2017-10-30 23:00 | 494 | 476
2017-10-30 23:30 | 478 | 458
2017-10-31 | 458 | 436
2017-10-31 00:30 | 447 | 424
2017-10-31 01:00 | 478 | 455
2017-10-31 01:30 | 444 | 418
2017-10-31 02:00 | 418 | 389
2017-10-31 02:30 | 407 | 377
2017-10-31 03:00 | 430 | 403
2017-10-31 03:30 | 441 | 415
2017-10-31 04:00 | 446 | 420
2017-10-31 04:30 | 444 | 418
2017-10-31 05:00 | 427 | 400
2017-10-31 05:30 | 438 | 411
2017-10-31 06:00 | 484 | 462
2017-10-31 06:30 | 481 | 459
2017-10-31 07:00 | 493 | 472
2017-10-31 07:30 | 510 | 491
2017-10-31 08:00 | 501 | 482
2017-10-31 08:30 | 479 | 458
2017-10-31 09:00 | 465 | 443
2017-10-31 09:30 | 462 | 440
2017-10-31 10:00 | 453 | 431
2017-10-31 10:30 | 443 | 419
2017-10-31 11:00 | 432 | 407
2017-10-31 11:30 | 424 | 399
2017-10-31 12:00 | 416 | 390
2017-10-31 12:30 | 408 | 381
2017-10-31 13:00 | 429 | 405
2017-10-31 13:30 | 432 | 408
2017-10-31 14:00 | 453 | 430
2017-10-31 14:30 | 493 | 473
2017-10-31 15:00 | 525 | 507
2017-10-31 15:30 | 591 | 567
2017-10-31 16:00 | 562 | 534
2017-10-31 16:30 | 566 | 537
2017-10-31 17:00 | 578 | 550
2017-10-31 17:30 | 597 | 572
2017-10-31 18:00 | 610 | 586
2017-10-31 18:30 | 611 | 588
2017-10-31 19:00 | 623 | 601
2017-10-31 19:30 | 606 | 583
2017-10-31 20:00 | 601 | 579
2017-10-31 20:30 | 575 | 551
2017-10-31 21:00 | 587 | 563
2017-10-31 21:30 | 614 | 592
2017-10-31 22:00 | 622 | 603
2017-10-31 22:30 | 575 | 562
2017-10-31 23:00 | 518 | 502
2017-10-31 23:30 | 468 | 447
2017-11-01 | 468 | 446
2017-11-01 00:30 | 470 | 448
2017-11-01 01:00 | 475 | 453
2017-11-01 01:30 | 467 | 444
2017-11-01 02:00 | 446 | 421
2017-11-01 02:30 | 444 | 419
2017-11-01 03:00 | 446 | 421
2017-11-01 03:30 | 454 | 429
2017-11-01 04:00 | 483 | 461
2017-11-01 04:30 | 472 | 449
2017-11-01 05:00 | 442 | 417
2017-11-01 05:30 | 456 | 432
2017-11-01 06:00 | 449 | 424
2017-11-01 06:30 | 482 | 460
2017-11-01 07:00 | 523 | 505
2017-11-01 07:30 | 535 | 519
2017-11-01 08:00 | 574 | 550
2017-11-01 08:30 | 573 | 549
2017-11-01 09:00 | 552 | 527
2017-11-01 09:30 | 540 | 513
2017-11-01 10:00 | 543 | 516
2017-11-01 10:30 | 548 | 522
2017-11-01 11:00 | 566 | 542
2017-11-01 11:30 | 570 | 547
2017-11-01 12:00 | 556 | 532
2017-11-01 12:30 | 534 | 507
2017-11-01 13:00 | 508 | 477
2017-11-01 13:30 | 497 | 465
2017-11-01 14:00 | 484 | 450
2017-11-01 14:30 | 494 | 462
2017-11-01 15:00 | 501 | 470
2017-11-01 15:30 | 525 | 496
2017-11-01 16:00 | 530 | 502
2017-11-01 16:30 | 549 | 523
2017-11-01 17:00 | 559 | 533
2017-11-01 17:30 | 567 | 542
2017-11-01 18:00 | 586 | 563
2017-11-01 18:30 | 587 | 565
2017-11-01 19:00 | 582 | 559
2017-11-01 19:30 | 550 | 524
2017-11-01 20:00 | 548 | 522
2017-11-01 20:30 | 553 | 526
2017-11-01 21:00 | 560 | 534
2017-11-01 21:30 | 599 | 576
2017-11-01 22:00 | 611 | 593
2017-11-01 22:30 | 551 | 536
2017-11-01 23:00 | 470 | 450
2017-11-01 23:30 | 460 | 438
2017-11-02 | 453 | 430
2017-11-02 00:30 | 453 | 429
2017-11-02 01:00 | 456 | 432
2017-11-02 01:30 | 452 | 428
2017-11-02 02:00 | 420 | 393
2017-11-02 02:30 | 422 | 395
2017-11-02 03:00 | 421 | 394
2017-11-02 03:30 | 415 | 388
2017-11-02 04:00 | 422 | 395
2017-11-02 04:30 | 347 | 312
2017-11-02 05:00 | 280 | 234
2017-11-02 05:30 | 290 | 246
2017-11-02 06:00 | 309 | 268
2017-11-02 06:30 | 332 | 296
2017-11-02 07:00 | 401 | 375
2017-11-02 07:30 | 423 | 400
2017-11-02 08:00 | 422 | 398
2017-11-02 08:30 | 393 | 368
2017-11-02 09:00 | 383 | 357
2017-11-02 09:30 | 396 | 371
2017-11-02 10:00 | 430 | 407
2017-11-02 10:30 | 431 | 408
2017-11-02 11:00 | 427 | 403
2017-11-02 11:30 | 420 | 396
2017-11-02 12:00 | 409 | 384
2017-11-02 12:30 | 395 | 368
2017-11-02 13:00 | 376 | 348
2017-11-02 13:30 | 382 | 355
2017-11-02 14:00 | 397 | 371
2017-11-02 14:30 | 402 | 377
2017-11-02 15:00 | 443 | 421
2017-11-02 15:30 | 443 | 422
2017-11-02 16:00 | 472 | 452
2017-11-02 16:30 | 492 | 474
2017-11-02 17:00 | 509 | 491
2017-11-02 17:30 | 502 | 485
2017-11-02 18:00 | 485 | 467
2017-11-02 18:30 | 495 | 477
2017-11-02 19:00 | 496 | 478
2017-11-02 19:30 | 482 | 464
2017-11-02 20:00 | 484 | 466
2017-11-02 20:30 | 453 | 432
2017-11-02 21:00 | 403 | 379
2017-11-02 21:30 | 407 | 383
2017-11-02 22:00 | 404 | 378
2017-11-02 22:30 | 352 | 320
2017-11-02 23:00 | 298 | 257
2017-11-02 23:30 | 288 | 244
2017-11-03 | 298 | 256
2017-11-03 00:30 | 284 | 239
2017-11-03 01:00 | 286 | 241
2017-11-03 01:30 | 289 | 243
2017-11-03 02:00 | 265 | 215
2017-11-03 02:30 | 264 | 215
2017-11-03 03:00 | 271 | 223
2017-11-03 03:30 | 268 | 218
2017-11-03 04:00 | 290 | 245
2017-11-03 04:30 | 290 | 245
2017-11-03 05:00 | 248 | 194
2017-11-03 05:30 | 218 | 156
2017-11-03 06:00 | 247 | 195
2017-11-03 06:30 | 284 | 241
2017-11-03 07:00 | 338 | 303
2017-11-03 07:30 | 409 | 383
2017-11-03 08:00 | 422 | 397
2017-11-03 08:30 | 415 | 390
2017-11-03 09:00 | 413 | 388
2017-11-03 09:30 | 417 | 393
2017-11-03 10:00 | 421 | 397
2017-11-03 10:30 | 522 | 505
2017-11-03 11:00 | 543 | 529
2017-11-03 11:30 | 511 | 494
2017-11-03 12:00 | 505 | 487
2017-11-03 12:30 | 459 | 439
2017-11-03 13:00 | 419 | 394
2017-11-03 13:30 | 401 | 375
2017-11-03 14:00 | 409 | 384
2017-11-03 14:30 | 420 | 396
2017-11-03 15:00 | 447 | 425
2017-11-03 15:30 | 451 | 429
2017-11-03 16:00 | 467 | 446
2017-11-03 16:30 | 476 | 456
2017-11-03 17:00 | 477 | 457
2017-11-03 17:30 | 465 | 444
2017-11-03 18:00 | 464 | 443
2017-11-03 18:30 | 476 | 456
2017-11-03 19:00 | 506 | 489
2017-11-03 19:30 | 488 | 470
2017-11-03 20:00 | 473 | 453
2017-11-03 20:30 | 462 | 441
2017-11-03 21:00 | 460 | 439
2017-11-03 21:30 | 435 | 412
2017-11-03 22:00 | 395 | 369
2017-11-03 22:30 | 329 | 294
2017-11-03 23:00 | 262 | 216
2017-11-03 23:30 | 242 | 190
2017-11-04 | 240 | 187
2017-11-04 00:30 | 239 | 185
2017-11-04 01:00 | 244 | 185
2017-11-04 01:30 | 236 | 174
2017-11-04 02:00 | 227 | 152
2017-11-04 02:30 | 227 | 154
2017-11-04 03:00 | 227 | 154
2017-11-04 03:30 | 236 | 165
2017-11-04 04:00 | 249 | 183
2017-11-04 04:30 | 254 | 190
2017-11-04 05:00 | 263 | 202
2017-11-04 05:30 | 274 | 216
2017-11-04 06:00 | 275 | 217
2017-11-04 06:30 | 274 | 222
2017-11-04 07:00 | 277 | 225
2017-11-04 07:30 | 268 | 216
2017-11-04 08:00 | 291 | 246
2017-11-04 08:30 | 299 | 256
2017-11-04 09:00 | 294 | 253
2017-11-04 09:30 | 290 | 247
2017-11-04 10:00 | 276 | 231
2017-11-04 10:30 | 279 | 235
2017-11-04 11:00 | 288 | 247
2017-11-04 11:30 | 282 | 240
2017-11-04 12:00 | 258 | 215
2017-11-04 12:30 | 284 | 246
2017-11-04 13:00 | 303 | 267
2017-11-04 13:30 | 310 | 275
2017-11-04 14:00 | 294 | 257
2017-11-04 14:30 | 285 | 247
2017-11-04 15:00 | 340 | 309
2017-11-04 15:30 | 343 | 312
2017-11-04 16:00 | 356 | 327
2017-11-04 16:30 | 364 | 336
2017-11-04 17:00 | 423 | 399
2017-11-04 17:30 | 418 | 395
2017-11-04 18:00 | 410 | 388
2017-11-04 18:30 | 410 | 389
2017-11-04 19:00 | 422 | 402
2017-11-04 19:30 | 416 | 396
2017-11-04 20:00 | 416 | 396
2017-11-04 20:30 | 386 | 363
2017-11-04 21:00 | 346 | 319
2017-11-04 21:30 | 354 | 327
2017-11-04 22:00 | 354 | 325
2017-11-04 22:30 | 295 | 258
2017-11-04 23:00 | 264 | 217
2017-11-04 23:30 | 266 | 217
2017-11-05 | 269 | 219
2017-11-05 00:30 | 272 | 219
2017-11-05 01:00 | 281 | 224
2017-11-05 01:30 | 281 | 219
2017-11-05 02:00 | 263 | 196
2017-11-05 02:30 | 258 | 189
2017-11-05 03:00 | 267 | 202
2017-11-05 03:30 | 277 | 214
2017-11-05 04:00 | 294 | 234
2017-11-05 04:30 | 295 | 235
2017-11-05 05:00 | 294 | 235
2017-11-05 05:30 | 300 | 241
2017-11-05 06:00 | 292 | 232
2017-11-05 06:30 | 287 | 225
2017-11-05 07:00 | 291 | 236
2017-11-05 07:30 | 295 | 241
2017-11-05 08:00 | 313 | 267
2017-11-05 08:30 | 308 | 261
2017-11-05 09:00 | 296 | 248
2017-11-05 09:30 | 329 | 287
2017-11-05 10:00 | 323 | 279
2017-11-05 10:30 | 303 | 256
2017-11-05 11:00 | 285 | 235
2017-11-05 11:30 | 284 | 233
2017-11-05 12:00 | 287 | 236
2017-11-05 12:30 | 299 | 254
2017-11-05 13:00 | 300 | 256
2017-11-05 13:30 | 310 | 268
2017-11-05 14:00 | 323 | 283
2017-11-05 14:30 | 314 | 273
2017-11-05 15:00 | 341 | 305
2017-11-05 15:30 | 363 | 330
2017-11-05 16:00 | 379 | 347
2017-11-05 16:30 | 468 | 444
2017-11-05 17:00 | 467 | 444
2017-11-05 17:30 | 464 | 442
2017-11-05 18:00 | 481 | 460
2017-11-05 18:30 | 486 | 467
2017-11-05 19:00 | 480 | 461
2017-11-05 19:30 | 486 | 467
2017-11-05 20:00 | 495 | 476
2017-11-05 20:30 | 468 | 447
2017-11-05 21:00 | 443 | 420
2017-11-05 21:30 | 444 | 421
2017-11-05 22:00 | 435 | 411
2017-11-05 22:30 | 394 | 366
2017-11-05 23:00 | 387 | 357
2017-11-05 23:30 | 358 | 324
2017-11-06 | 344 | 308
2017-11-06 00:30 | 331 | 290
2017-11-06 01:00 | 320 | 271
2017-11-06 01:30 | 306 | 253
2017-11-06 02:00 | 278 | 219
2017-11-06 02:30 | 279 | 219
2017-11-06 03:00 | 268 | 205
2017-11-06 03:30 | 277 | 217
2017-11-06 04:00 | 288 | 230
2017-11-06 04:30 | 310 | 259
2017-11-06 05:00 | 322 | 273
2017-11-06 05:30 | 344 | 299
2017-11-06 06:00 | 368 | 329
2017-11-06 06:30 | 425 | 397
2017-11-06 07:00 | 520 | 501
2017-11-06 07:30 | 529 | 510
2017-11-06 08:00 | 553 | 537
2017-11-06 08:30 | 565 | 550
2017-11-06 09:00 | 586 | 573
2017-11-06 09:30 | 592 | 579
2017-11-06 10:00 | 576 | 562
2017-11-06 10:30 | 545 | 529
2017-11-06 11:00 | 551 | 536
2017-11-06 11:30 | 578 | 564
2017-11-06 12:00 | 535 | 519
2017-11-06 12:30 | 525 | 508
2017-11-06 13:00 | 517 | 500
2017-11-06 13:30 | 481 | 463
2017-11-06 14:00 | 473 | 454
2017-11-06 14:30 | 466 | 446
2017-11-06 15:00 | 521 | 504
2017-11-06 15:30 | 509 | 491
2017-11-06 16:00 | 514 | 496
2017-11-06 16:30 | 512 | 495
2017-11-06 17:00 | 520 | 502
2017-11-06 17:30 | 502 | 483
2017-11-06 18:00 | 484 | 465
2017-11-06 18:30 | 481 | 462
2017-11-06 19:00 | 473 | 454
2017-11-06 19:30 | 458 | 437
2017-11-06 20:00 | 472 | 453
2017-11-06 20:30 | 466 | 446
2017-11-06 21:00 | 454 | 433
2017-11-06 21:30 | 456 | 434
2017-11-06 22:00 | 444 | 421
2017-11-06 22:30 | 376 | 345
2017-11-06 23:00 | 350 | 316
2017-11-06 23:30 | 342 | 305
2017-11-07 | 341 | 303
2017-11-07 00:30 | 310 | 268
2017-11-07 01:00 | 306 | 262
2017-11-07 01:30 | 274 | 224
2017-11-07 02:00 | 255 | 201
2017-11-07 02:30 | 260 | 206
2017-11-07 03:00 | 257 | 203
2017-11-07 03:30 | 265 | 214
2017-11-07 04:00 | 288 | 241
2017-11-07 04:30 | 293 | 247
2017-11-07 05:00 | 307 | 263
2017-11-07 05:30 | 340 | 302
2017-11-07 06:00 | 363 | 329
2017-11-07 06:30 | 401 | 372
2017-11-07 07:00 | 438 | 414
2017-11-07 07:30 | 513 | 496
2017-11-07 08:00 | 508 | 490
2017-11-07 08:30 | 468 | 448
2017-11-07 09:00 | 477 | 458
2017-11-07 09:30 | 479 | 460
2017-11-07 10:00 | 504 | 487
2017-11-07 10:30 | 514 | 498
2017-11-07 11:00 | 521 | 506
2017-11-07 11:30 | 511 | 496
2017-11-07 12:00 | 492 | 477
2017-11-07 12:30 | 470 | 453
2017-11-07 13:00 | 461 | 444
2017-11-07 13:30 | 456 | 439
2017-11-07 14:00 | 453 | 437
2017-11-07 14:30 | 432 | 414
2017-11-07 15:00 | 399 | 379
2017-11-07 15:30 | 403 | 383
2017-11-07 16:00 | 406 | 386
2017-11-07 16:30 | 436 | 418
2017-11-07 17:00 | 452 | 435
2017-11-07 17:30 | 450 | 432
2017-11-07 18:00 | 463 | 445
2017-11-07 18:30 | 469 | 451
2017-11-07 19:00 | 467 | 450
2017-11-07 19:30 | 466 | 448
2017-11-07 20:00 | 465 | 447
2017-11-07 20:30 | 408 | 386
2017-11-07 21:00 | 387 | 364
2017-11-07 21:30 | 418 | 395
2017-11-07 22:00 | 410 | 385
2017-11-07 22:30 | 328 | 295
2017-11-07 23:00 | 304 | 267
2017-11-07 23:30 | 300 | 263
2017-11-08 | 281 | 240
2017-11-08 00:30 | 275 | 229
2017-11-08 01:00 | 278 | 230
2017-11-08 01:30 | 272 | 222
2017-11-08 02:00 | 253 | 199
2017-11-08 02:30 | 254 | 200
2017-11-08 03:00 | 252 | 199
2017-11-08 03:30 | 249 | 194
2017-11-08 04:00 | 256 | 201
2017-11-08 04:30 | 258 | 206
2017-11-08 05:00 | 246 | 190
2017-11-08 05:30 | 251 | 197
2017-11-08 06:00 | 281 | 234
2017-11-08 06:30 | 300 | 258
2017-11-08 07:00 | 349 | 317
2017-11-08 07:30 | 362 | 331
2017-11-08 08:00 | 341 | 308
2017-11-08 08:30 | 341 | 308
2017-11-08 09:00 | 328 | 293
2017-11-08 09:30 | 305 | 266
2017-11-08 10:00 | 288 | 248
2017-11-08 10:30 | 345 | 314
2017-11-08 11:00 | 345 | 313
2017-11-08 11:30 | 323 | 288
2017-11-08 12:00 | 313 | 277
2017-11-08 12:30 | 314 | 278
2017-11-08 13:00 | 322 | 286
2017-11-08 13:30 | 320 | 285
2017-11-08 14:00 | 331 | 297
2017-11-08 14:30 | 326 | 289
2017-11-08 15:00 | 341 | 307
2017-11-08 15:30 | 366 | 334
2017-11-08 16:00 | 393 | 364
2017-11-08 16:30 | 415 | 389
2017-11-08 17:00 | 426 | 403
2017-11-08 17:30 | 390 | 364
2017-11-08 18:00 | 393 | 367
2017-11-08 18:30 | 401 | 376
2017-11-08 19:00 | 423 | 400
2017-11-08 19:30 | 418 | 395
2017-11-08 20:00 | 408 | 384
2017-11-08 20:30 | 406 | 381
2017-11-08 21:00 | 391 | 364
2017-11-08 21:30 | 392 | 364
2017-11-08 22:00 | 363 | 331
2017-11-08 22:30 | 296 | 256
2017-11-08 23:00 | 274 | 228
2017-11-08 23:30 | 268 | 220
2017-11-09 | 266 | 218
2017-11-09 00:30 | 254 | 201
2017-11-09 01:00 | 258 | 205
2017-11-09 01:30 | 254 | 198
2017-11-09 02:00 | 234 | 173
2017-11-09 02:30 | 234 | 172
2017-11-09 03:00 | 231 | 168
2017-11-09 03:30 | 247 | 188
2017-11-09 04:00 | 264 | 209
2017-11-09 04:30 | 299 | 253
2017-11-09 05:00 | 289 | 241
2017-11-09 05:30 | 300 | 255
2017-11-09 06:00 | 349 | 312
2017-11-09 06:30 | 394 | 363
2017-11-09 07:00 | 448 | 426
2017-11-09 07:30 | 448 | 427
2017-11-09 08:00 | 438 | 416
2017-11-09 08:30 | 400 | 374
2017-11-09 09:00 | 423 | 399
2017-11-09 09:30 | 435 | 413
2017-11-09 10:00 | 449 | 427
2017-11-09 10:30 | 451 | 430
2017-11-09 11:00 | 447 | 425
2017-11-09 11:30 | 452 | 431
2017-11-09 12:00 | 447 | 426
2017-11-09 12:30 | 449 | 427
2017-11-09 13:00 | 456 | 434
2017-11-09 13:30 | 455 | 434
2017-11-09 14:00 | 443 | 421
2017-11-09 14:30 | 421 | 397
2017-11-09 15:00 | 401 | 375
2017-11-09 15:30 | 396 | 369
2017-11-09 16:00 | 436 | 412
2017-11-09 16:30 | 433 | 409
2017-11-09 17:00 | 457 | 435
2017-11-09 17:30 | 455 | 433
2017-11-09 18:00 | 438 | 415
2017-11-09 18:30 | 448 | 426
2017-11-09 19:00 | 472 | 452
2017-11-09 19:30 | 471 | 450
2017-11-09 20:00 | 468 | 447
2017-11-09 20:30 | 485 | 465
2017-11-09 21:00 | 485 | 464
2017-11-09 21:30 | 489 | 468
2017-11-09 22:00 | 441 | 417
2017-11-09 22:30 | 416 | 389
2017-11-09 23:00 | 308 | 268
2017-11-09 23:30 | 267 | 217
2017-11-10 | 259 | 206
2017-11-10 00:30 | 236 | 177
2017-11-10 01:00 | 231 | 171
2017-11-10 01:30 | 236 | 177
2017-11-10 02:00 | 227 | 165
2017-11-10 02:30 | 237 | 177
2017-11-10 03:00 | 243 | 180
2017-11-10 03:30 | 251 | 190
2017-11-10 04:00 | 284 | 232
2017-11-10 04:30 | 299 | 251
2017-11-10 05:00 | 295 | 245
2017-11-10 05:30 | 310 | 263
2017-11-10 06:00 | 324 | 280
2017-11-10 06:30 | 357 | 321
2017-11-10 07:00 | 372 | 339
2017-11-10 07:30 | 385 | 353
2017-11-10 08:00 | 383 | 355
2017-11-10 08:30 | 386 | 360
2017-11-10 09:00 | 350 | 322
2017-11-10 09:30 | 372 | 344
2017-11-10 10:00 | 414 | 390
2017-11-10 10:30 | 449 | 428
2017-11-10 11:00 | 452 | 431
2017-11-10 11:30 | 473 | 453
2017-11-10 12:00 | 472 | 453
2017-11-10 12:30 | 488 | 470
2017-11-10 13:00 | 501 | 484
2017-11-10 13:30 | 485 | 467
2017-11-10 14:00 | 482 | 464
2017-11-10 14:30 | 464 | 445
2017-11-10 15:00 | 474 | 455
2017-11-10 15:30 | 498 | 481
2017-11-10 16:00 | 498 | 481
2017-11-10 16:30 | 507 | 491
2017-11-10 17:00 | 515 | 499
2017-11-10 17:30 | 479 | 461
2017-11-10 18:00 | 485 | 467
2017-11-10 18:30 | 499 | 483
2017-11-10 19:00 | 539 | 524
2017-11-10 19:30 | 526 | 511
2017-11-10 20:00 | 498 | 481
2017-11-10 20:30 | 491 | 473
2017-11-10 21:00 | 459 | 439
2017-11-10 21:30 | 446 | 425
2017-11-10 22:00 | 422 | 398
2017-11-10 22:30 | 429 | 405
2017-11-10 23:00 | 372 | 341
2017-11-10 23:30 | 357 | 322
2017-11-11 | 336 | 297
2017-11-11 00:30 | 315 | 272
2017-11-11 01:00 | 315 | 267
2017-11-11 01:30 | 300 | 250
2017-11-11 02:00 | 281 | 227
2017-11-11 02:30 | 284 | 230
2017-11-11 03:00 | 278 | 223
2017-11-11 03:30 | 287 | 234
2017-11-11 04:00 | 308 | 259
2017-11-11 04:30 | 305 | 255
2017-11-11 05:00 | 296 | 244
2017-11-11 05:30 | 293 | 239
2017-11-11 06:00 | 295 | 242
2017-11-11 06:30 | 289 | 238
2017-11-11 07:00 | 303 | 256
2017-11-11 07:30 | 321 | 277
2017-11-11 08:00 | 319 | 276
2017-11-11 08:30 | 336 | 296
2017-11-11 09:00 | 338 | 301
2017-11-11 09:30 | 339 | 304
2017-11-11 10:00 | 316 | 278
2017-11-11 10:30 | 318 | 280
2017-11-11 11:00 | 315 | 277
2017-11-11 11:30 | 299 | 259
2017-11-11 12:00 | 309 | 270
2017-11-11 12:30 | 296 | 255
2017-11-11 13:00 | 297 | 256
2017-11-11 13:30 | 293 | 252
2017-11-11 14:00 | 294 | 252
2017-11-11 14:30 | 294 | 252
2017-11-11 15:00 | 300 | 259
2017-11-11 15:30 | 316 | 278
2017-11-11 16:00 | 315 | 277
2017-11-11 16:30 | 326 | 290
2017-11-11 17:00 | 352 | 319
2017-11-11 17:30 | 375 | 345
2017-11-11 18:00 | 380 | 351
2017-11-11 18:30 | 400 | 374
2017-11-11 19:00 | 424 | 401
2017-11-11 19:30 | 412 | 389
2017-11-11 20:00 | 391 | 365
2017-11-11 20:30 | 383 | 356
2017-11-11 21:00 | 340 | 308
2017-11-11 21:30 | 321 | 286
2017-11-11 22:00 | 303 | 263
2017-11-11 22:30 | 282 | 239
2017-11-11 23:00 | 256 | 208
2017-11-11 23:30 | 254 | 203
2017-11-12 | 242 | 188
2017-11-12 00:30 | 236 | 175
2017-11-12 01:00 | 244 | 185
2017-11-12 01:30 | 237 | 167
2017-11-12 02:00 | 228 | 150
2017-11-12 02:30 | 235 | 159
2017-11-12 03:00 | 235 | 161
2017-11-12 03:30 | 262 | 196
2017-11-12 04:00 | 286 | 227
2017-11-12 04:30 | 281 | 220
2017-11-12 05:00 | 275 | 213
2017-11-12 05:30 | 278 | 216
2017-11-12 06:00 | 287 | 229
2017-11-12 06:30 | 305 | 251
2017-11-12 07:00 | 299 | 243
2017-11-12 07:30 | 316 | 265
2017-11-12 08:00 | 314 | 263
2017-11-12 08:30 | 322 | 274
2017-11-12 09:00 | 335 | 295
2017-11-12 09:30 | 328 | 292
2017-11-12 10:00 | 322 | 285
2017-11-12 10:30 | 327 | 290
2017-11-12 11:00 | 311 | 272
2017-11-12 11:30 | 302 | 261
2017-11-12 12:00 | 302 | 260
2017-11-12 12:30 | 302 | 260
2017-11-12 13:00 | 296 | 253
2017-11-12 13:30 | 290 | 246
2017-11-12 14:00 | 293 | 250
2017-11-12 14:30 | 297 | 255
2017-11-12 15:00 | 321 | 284
2017-11-12 15:30 | 326 | 289
2017-11-12 16:00 | 357 | 324
2017-11-12 16:30 | 359 | 327
2017-11-12 17:00 | 364 | 332
2017-11-12 17:30 | 391 | 362
2017-11-12 18:00 | 369 | 338
2017-11-12 18:30 | 380 | 350
2017-11-12 19:00 | 412 | 386
2017-11-12 19:30 | 409 | 382
2017-11-12 20:00 | 401 | 372
2017-11-12 20:30 | 376 | 345
2017-11-12 21:00 | 344 | 309
2017-11-12 21:30 | 337 | 300
2017-11-12 22:00 | 331 | 292
2017-11-12 22:30 | 335 | 295
2017-11-12 23:00 | 319 | 276
2017-11-12 23:30 | 321 | 278
2017-11-13 | 296 | 248
2017-11-13 00:30 | 316 | 270
2017-11-13 01:00 | 307 | 257
2017-11-13 01:30 | 292 | 240
2017-11-13 02:00 | 283 | 227
2017-11-13 02:30 | 282 | 227
2017-11-13 03:00 | 283 | 227
2017-11-13 03:30 | 289 | 236
2017-11-13 04:00 | 306 | 255
2017-11-13 04:30 | 309 | 259
2017-11-13 05:00 | 306 | 256
2017-11-13 05:30 | 320 | 274
2017-11-13 06:00 | 333 | 289
2017-11-13 06:30 | 356 | 317
2017-11-13 07:00 | 388 | 356
2017-11-13 07:30 | 386 | 354
2017-11-13 08:00 | 388 | 357
2017-11-13 08:30 | 381 | 350
2017-11-13 09:00 | 363 | 329
2017-11-13 09:30 | 362 | 330
2017-11-13 10:00 | 355 | 323
2017-11-13 10:30 | 374 | 343
2017-11-13 11:00 | 393 | 365
2017-11-13 11:30 | 358 | 326
2017-11-13 12:00 | 379 | 350
2017-11-13 12:30 | 407 | 381
2017-11-13 13:00 | 405 | 378
2017-11-13 13:30 | 396 | 369
2017-11-13 14:00 | 392 | 365
2017-11-13 14:30 | 391 | 363
2017-11-13 15:00 | 440 | 417
2017-11-13 15:30 | 498 | 479
2017-11-13 16:00 | 532 | 515
2017-11-13 16:30 | 567 | 553
2017-11-13 17:00 | 555 | 540
2017-11-13 17:30 | 531 | 518
2017-11-13 18:00 | 522 | 509
2017-11-13 18:30 | 518 | 505
2017-11-13 19:00 | 536 | 524
2017-11-13 19:30 | 521 | 508
2017-11-13 20:00 | 526 | 513
2017-11-13 20:30 | 495 | 480
2017-11-13 21:00 | 458 | 440
2017-11-13 21:30 | 424 | 401
2017-11-13 22:00 | 401 | 374
2017-11-13 22:30 | 392 | 364
2017-11-13 23:00 | 378 | 349
2017-11-13 23:30 | 381 | 351
2017-11-14 | 370 | 340
2017-11-14 00:30 | 354 | 321
2017-11-14 01:00 | 327 | 287
2017-11-14 01:30 | 322 | 281
2017-11-14 02:00 | 317 | 275
2017-11-14 02:30 | 320 | 278
2017-11-14 03:00 | 313 | 270
2017-11-14 03:30 | 315 | 270
2017-11-14 04:00 | 316 | 270
2017-11-14 04:30 | 358 | 319
2017-11-14 05:00 | 366 | 328
2017-11-14 05:30 | 377 | 341
2017-11-14 06:00 | 402 | 371
2017-11-14 06:30 | 458 | 434
2017-11-14 07:00 | 504 | 484
2017-11-14 07:30 | 522 | 503
2017-11-14 08:00 | 496 | 475
2017-11-14 08:30 | 468 | 444
2017-11-14 09:00 | 460 | 436
2017-11-14 09:30 | 479 | 458
2017-11-14 10:00 | 476 | 454
2017-11-14 10:30 | 472 | 451
2017-11-14 11:00 | 466 | 444
2017-11-14 11:30 | 460 | 439
2017-11-14 12:00 | 484 | 465
2017-11-14 12:30 | 506 | 489
2017-11-14 13:00 | 489 | 470
2017-11-14 13:30 | 512 | 495
2017-11-14 14:00 | 536 | 520
2017-11-14 14:30 | 580 | 567
2017-11-14 15:00 | 613 | 602
2017-11-14 15:30 | 604 | 592
2017-11-14 16:00 | 652 | 638
2017-11-14 16:30 | 684 | 669
2017-11-14 17:00 | 693 | 678
2017-11-14 17:30 | 685 | 670
2017-11-14 18:00 | 684 | 669
2017-11-14 18:30 | 698 | 684
2017-11-14 19:00 | 705 | 692
2017-11-14 19:30 | 696 | 682
2017-11-14 20:00 | 676 | 660
2017-11-14 20:30 | 643 | 626
2017-11-14 21:00 | 612 | 592
2017-11-14 21:30 | 607 | 587
2017-11-14 22:00 | 603 | 584
2017-11-14 22:30 | 558 | 546
2017-11-14 23:00 | 508 | 493
2017-11-14 23:30 | 467 | 450
2017-11-15 | 449 | 430
2017-11-15 00:30 | 422 | 396
2017-11-15 01:00 | 449 | 424
2017-11-15 01:30 | 435 | 409
2017-11-15 02:00 | 407 | 377
2017-11-15 02:30 | 418 | 390
2017-11-15 03:00 | 413 | 385
2017-11-15 03:30 | 420 | 393
2017-11-15 04:00 | 413 | 385
2017-11-15 04:30 | 441 | 415
2017-11-15 05:00 | 449 | 424
2017-11-15 05:30 | 470 | 448
2017-11-15 06:00 | 471 | 448
2017-11-15 06:30 | 520 | 502
2017-11-15 07:00 | 530 | 514
2017-11-15 07:30 | 590 | 578
2017-11-15 08:00 | 609 | 599
2017-11-15 08:30 | 584 | 575
2017-11-15 09:00 | 601 | 594
2017-11-15 09:30 | 621 | 607
2017-11-15 10:00 | 633 | 620
2017-11-15 10:30 | 635 | 622
2017-11-15 11:00 | 620 | 606
2017-11-15 11:30 | 604 | 589
2017-11-15 12:00 | 573 | 556
2017-11-15 12:30 | 539 | 518
2017-11-15 13:00 | 527 | 505
2017-11-15 13:30 | 558 | 539
2017-11-15 14:00 | 558 | 539
2017-11-15 14:30 | 567 | 549
2017-11-15 15:00 | 586 | 570
2017-11-15 15:30 | 598 | 583
2017-11-15 16:00 | 596 | 581
2017-11-15 16:30 | 593 | 578
2017-11-15 17:00 | 630 | 618
2017-11-15 17:30 | 639 | 627
2017-11-15 18:00 | 645 | 634
2017-11-15 18:30 | 625 | 613
2017-11-15 19:00 | 649 | 639
2017-11-15 19:30 | 637 | 625
2017-11-15 20:00 | 622 | 608
2017-11-15 20:30 | 609 | 594
2017-11-15 21:00 | 607 | 593
2017-11-15 21:30 | 593 | 587
2017-11-15 22:00 | 553 | 545
2017-11-15 22:30 | 503 | 493
2017-11-15 23:00 | 441 | 426
2017-11-15 23:30 | 419 | 402
2017-11-16 | 420 | 403
2017-11-16 00:30 | 390 | 370
2017-11-16 01:00 | 388 | 367
2017-11-16 01:30 | 370 | 346
2017-11-16 02:00 | 333 | 305
2017-11-16 02:30 | 316 | 285
2017-11-16 03:00 | 319 | 287
2017-11-16 03:30 | 323 | 291
2017-11-16 04:00 | 317 | 285
2017-11-16 04:30 | 294 | 258
2017-11-16 05:00 | 278 | 239
2017-11-16 05:30 | 283 | 246
2017-11-16 06:00 | 290 | 253
2017-11-16 06:30 | 338 | 311
2017-11-16 07:00 | 380 | 358
2017-11-16 07:30 | 407 | 387
2017-11-16 08:00 | 406 | 387
2017-11-16 08:30 | 446 | 430
2017-11-16 09:00 | 464 | 450
2017-11-16 09:30 | 495 | 473
2017-11-16 10:00 | 501 | 475
2017-11-16 10:30 | 496 | 470
2017-11-16 11:00 | 496 | 470
2017-11-16 11:30 | 487 | 460
2017-11-16 12:00 | 490 | 464
2017-11-16 12:30 | 475 | 447
2017-11-16 13:00 | 462 | 432
2017-11-16 13:30 | 473 | 444
2017-11-16 14:00 | 466 | 436
2017-11-16 14:30 | 466 | 437
2017-11-16 15:00 | 476 | 448
2017-11-16 15:30 | 480 | 453
2017-11-16 16:00 | 482 | 454
2017-11-16 16:30 | 489 | 462
2017-11-16 17:00 | 495 | 469
2017-11-16 17:30 | 483 | 455
2017-11-16 18:00 | 481 | 452
2017-11-16 18:30 | 475 | 446
2017-11-16 19:00 | 490 | 464
2017-11-16 19:30 | 459 | 430
2017-11-16 20:00 | 420 | 385
2017-11-16 20:30 | 415 | 379
2017-11-16 21:00 | 395 | 356
2017-11-16 21:30 | 386 | 366
2017-11-16 22:00 | 372 | 351
2017-11-16 22:30 | 332 | 307
2017-11-16 23:00 | 276 | 244
2017-11-16 23:30 | 243 | 203
2017-11-17 | 263 | 225
2017-11-17 00:30 | 272 | 233
2017-11-17 01:00 | 268 | 227
2017-11-17 01:30 | 270 | 229
2017-11-17 02:00 | 250 | 204
2017-11-17 02:30 | 247 | 202
2017-11-17 03:00 | 250 | 204
2017-11-17 03:30 | 253 | 209
2017-11-17 04:00 | 251 | 207
2017-11-17 04:30 | 255 | 212
2017-11-17 05:00 | 242 | 195
2017-11-17 05:30 | 244 | 198
2017-11-17 06:00 | 263 | 221
2017-11-17 06:30 | 299 | 266
2017-11-17 07:00 | 360 | 335
2017-11-17 07:30 | 399 | 379
2017-11-17 08:00 | 404 | 385
2017-11-17 08:30 | 435 | 419
2017-11-17 09:00 | 433 | 416
2017-11-17 09:30 | 454 | 427
2017-11-17 10:00 | 436 | 401
2017-11-17 10:30 | 435 | 401
2017-11-17 11:00 | 402 | 364
2017-11-17 11:30 | 391 | 350
2017-11-17 12:00 | 393 | 353
2017-11-17 12:30 | 392 | 351
2017-11-17 13:00 | 387 | 354
2017-11-17 13:30 | 409 | 390
2017-11-17 14:00 | 426 | 409
2017-11-17 14:30 | 430 | 414
2017-11-17 15:00 | 433 | 417
2017-11-17 15:30 | 420 | 403
2017-11-17 16:00 | 426 | 410
2017-11-17 16:30 | 432 | 416
2017-11-17 17:00 | 435 | 419
2017-11-17 17:30 | 433 | 418
2017-11-17 18:00 | 434 | 418
2017-11-17 18:30 | 440 | 426
2017-11-17 19:00 | 436 | 421
2017-11-17 19:30 | 409 | 392
2017-11-17 20:00 | 406 | 388
2017-11-17 20:30 | 411 | 394
2017-11-17 21:00 | 390 | 370
2017-11-17 21:30 | 397 | 377
2017-11-17 22:00 | 391 | 371
2017-11-17 22:30 | 388 | 368
2017-11-17 23:00 | 319 | 292
2017-11-17 23:30 | 265 | 229
2017-11-18 | 263 | 227
2017-11-18 00:30 | 271 | 234
2017-11-18 01:00 | 272 | 235
2017-11-18 01:30 | 266 | 228
2017-11-18 02:00 | 248 | 206
2017-11-18 02:30 | 249 | 201
2017-11-18 03:00 | 267 | 223
2017-11-18 03:30 | 265 | 220
2017-11-18 04:00 | 268 | 224
2017-11-18 04:30 | 271 | 228
2017-11-18 05:00 | 262 | 218
2017-11-18 05:30 | 279 | 238
2017-11-18 06:00 | 293 | 253
2017-11-18 06:30 | 320 | 288
2017-11-18 07:00 | 354 | 326
2017-11-18 07:30 | 363 | 337
2017-11-18 08:00 | 392 | 370
2017-11-18 08:30 | 413 | 393
2017-11-18 09:00 | 424 | 406
2017-11-18 09:30 | 442 | 426
2017-11-18 10:00 | 428 | 411
2017-11-18 10:30 | 427 | 409
2017-11-18 11:00 | 401 | 381
2017-11-18 11:30 | 419 | 401
2017-11-18 12:00 | 422 | 404
2017-11-18 12:30 | 407 | 387
2017-11-18 13:00 | 395 | 374
2017-11-18 13:30 | 382 | 360
2017-11-18 14:00 | 376 | 353
2017-11-18 14:30 | 382 | 360
2017-11-18 15:00 | 392 | 371
2017-11-18 15:30 | 385 | 363
2017-11-18 16:00 | 379 | 357
2017-11-18 16:30 | 394 | 373
2017-11-18 17:00 | 389 | 368
2017-11-18 17:30 | 366 | 343
2017-11-18 18:00 | 346 | 322
2017-11-18 18:30 | 351 | 327
2017-11-18 19:00 | 378 | 357
2017-11-18 19:30 | 365 | 343
2017-11-18 20:00 | 370 | 348
2017-11-18 20:30 | 360 | 336
2017-11-18 21:00 | 335 | 309
2017-11-18 21:30 | 328 | 301
2017-11-18 22:00 | 325 | 296
2017-11-18 22:30 | 326 | 296
2017-11-18 23:00 | 299 | 266
2017-11-18 23:30 | 295 | 260
2017-11-19 | 292 | 256
2017-11-19 00:30 | 279 | 239
2017-11-19 01:00 | 283 | 244
2017-11-19 01:30 | 270 | 229
2017-11-19 02:00 | 248 | 201
2017-11-19 02:30 | 243 | 194
2017-11-19 03:00 | 256 | 211
2017-11-19 03:30 | 251 | 204
2017-11-19 04:00 | 253 | 207
2017-11-19 04:30 | 264 | 220
2017-11-19 05:00 | 261 | 216
2017-11-19 05:30 | 278 | 237
2017-11-19 06:00 | 270 | 228
2017-11-19 06:30 | 290 | 252
2017-11-19 07:00 | 327 | 297
2017-11-19 07:30 | 321 | 291
2017-11-19 08:00 | 295 | 261
2017-11-19 08:30 | 311 | 280
2017-11-19 09:00 | 337 | 310
2017-11-19 09:30 | 337 | 309
2017-11-19 10:00 | 334 | 306
2017-11-19 10:30 | 331 | 303
2017-11-19 11:00 | 333 | 306
2017-11-19 11:30 | 331 | 302
2017-11-19 12:00 | 325 | 297
2017-11-19 12:30 | 322 | 292
2017-11-19 13:00 | 307 | 276
2017-11-19 13:30 | 306 | 274
2017-11-19 14:00 | 310 | 279
2017-11-19 14:30 | 309 | 279
2017-11-19 15:00 | 333 | 307
2017-11-19 15:30 | 330 | 304
2017-11-19 16:00 | 353 | 329
2017-11-19 16:30 | 342 | 318
2017-11-19 17:00 | 355 | 332
2017-11-19 17:30 | 368 | 346
2017-11-19 18:00 | 371 | 349
2017-11-19 18:30 | 392 | 374
2017-11-19 19:00 | 401 | 384
2017-11-19 19:30 | 387 | 368
2017-11-19 20:00 | 386 | 367
2017-11-19 20:30 | 361 | 340
2017-11-19 21:00 | 362 | 340
2017-11-19 21:30 | 367 | 345
2017-11-19 22:00 | 354 | 330
2017-11-19 22:30 | 363 | 339
2017-11-19 23:00 | 310 | 280
2017-11-19 23:30 | 304 | 273
2017-11-20 | 302 | 270
2017-11-20 00:30 | 300 | 268
2017-11-20 01:00 | 297 | 263
2017-11-20 01:30 | 289 | 254
2017-11-20 02:00 | 274 | 236
2017-11-20 02:30 | 276 | 238
2017-11-20 03:00 | 274 | 236
2017-11-20 03:30 | 275 | 238
2017-11-20 04:00 | 279 | 242
2017-11-20 04:30 | 285 | 250
2017-11-20 05:00 | 289 | 254
2017-11-20 05:30 | 298 | 264
2017-11-20 06:00 | 314 | 283
2017-11-20 06:30 | 365 | 341
2017-11-20 07:00 | 413 | 394
2017-11-20 07:30 | 417 | 399
2017-11-20 08:00 | 394 | 376
2017-11-20 08:30 | 394 | 375
2017-11-20 09:00 | 403 | 386
2017-11-20 09:30 | 414 | 398
2017-11-20 10:00 | 439 | 425
2017-11-20 10:30 | 432 | 417
2017-11-20 11:00 | 426 | 411
2017-11-20 11:30 | 438 | 423
2017-11-20 12:00 | 444 | 430
2017-11-20 12:30 | 429 | 414
2017-11-20 13:00 | 403 | 386
2017-11-20 13:30 | 408 | 392
2017-11-20 14:00 | 407 | 390
2017-11-20 14:30 | 394 | 377
2017-11-20 15:00 | 407 | 390
2017-11-20 15:30 | 457 | 444
2017-11-20 16:00 | 467 | 455
2017-11-20 16:30 | 480 | 468
2017-11-20 17:00 | 523 | 513
2017-11-20 17:30 | 536 | 527
2017-11-20 18:00 | 529 | 519
2017-11-20 18:30 | 517 | 507
2017-11-20 19:00 | 543 | 534
2017-11-20 19:30 | 525 | 516
2017-11-20 20:00 | 523 | 513
2017-11-20 20:30 | 531 | 522
2017-11-20 21:00 | 508 | 498
2017-11-20 21:30 | 474 | 462
2017-11-20 22:00 | 458 | 445
2017-11-20 22:30 | 440 | 425
2017-11-20 23:00 | 382 | 362
2017-11-20 23:30 | 337 | 311
2017-11-21 | 320 | 290
2017-11-21 00:30 | 296 | 261
2017-11-21 01:00 | 295 | 259
2017-11-21 01:30 | 293 | 256
2017-11-21 02:00 | 279 | 241
2017-11-21 02:30 | 270 | 229
2017-11-21 03:00 | 279 | 240
2017-11-21 03:30 | 273 | 234
2017-11-21 04:00 | 275 | 235
2017-11-21 04:30 | 277 | 238
2017-11-21 05:00 | 278 | 238
2017-11-21 05:30 | 285 | 247
2017-11-21 06:00 | 300 | 266
2017-11-21 06:30 | 369 | 343
2017-11-21 07:00 | 400 | 379
2017-11-21 07:30 | 430 | 412
2017-11-21 08:00 | 435 | 419
2017-11-21 08:30 | 439 | 424
2017-11-21 09:00 | 442 | 428
2017-11-21 09:30 | 455 | 442
2017-11-21 10:00 | 435 | 420
2017-11-21 10:30 | 442 | 428
2017-11-21 11:00 | 448 | 434
2017-11-21 11:30 | 442 | 428
2017-11-21 12:00 | 460 | 448
2017-11-21 12:30 | 445 | 432
2017-11-21 13:00 | 432 | 418
2017-11-21 13:30 | 431 | 417
2017-11-21 14:00 | 423 | 408
2017-11-21 14:30 | 482 | 471
2017-11-21 15:00 | 498 | 488
2017-11-21 15:30 | 515 | 506
2017-11-21 16:00 | 521 | 513
2017-11-21 16:30 | 536 | 527
2017-11-21 17:00 | 556 | 549
2017-11-21 17:30 | 555 | 547
2017-11-21 18:00 | 539 | 531
2017-11-21 18:30 | 530 | 521
2017-11-21 19:00 | 554 | 546
2017-11-21 19:30 | 553 | 545
2017-11-21 20:00 | 530 | 521
2017-11-21 20:30 | 486 | 475
2017-11-21 21:00 | 444 | 430
2017-11-21 21:30 | 436 | 421
2017-11-21 22:00 | 415 | 398
2017-11-21 22:30 | 401 | 381
2017-11-21 23:00 | 307 | 276
2017-11-21 23:30 | 285 | 249
2017-11-22 | 284 | 250
2017-11-22 00:30 | 297 | 263
2017-11-22 01:00 | 295 | 261
2017-11-22 01:30 | 286 | 249
2017-11-22 02:00 | 259 | 215
2017-11-22 02:30 | 254 | 209
2017-11-22 03:00 | 261 | 217
2017-11-22 03:30 | 259 | 215
2017-11-22 04:00 | 263 | 219
2017-11-22 04:30 | 267 | 225
2017-11-22 05:00 | 272 | 230
2017-11-22 05:30 | 278 | 237
2017-11-22 06:00 | 292 | 254
2017-11-22 06:30 | 358 | 332
2017-11-22 07:00 | 407 | 387
2017-11-22 07:30 | 427 | 409
2017-11-22 08:00 | 478 | 465
2017-11-22 08:30 | 484 | 472
2017-11-22 09:00 | 490 | 478
2017-11-22 09:30 | 519 | 508
2017-11-22 10:00 | 507 | 496
2017-11-22 10:30 | 531 | 512
2017-11-22 11:00 | 540 | 518
2017-11-22 11:30 | 537 | 515
2017-11-22 12:00 | 513 | 489
2017-11-22 12:30 | 515 | 491
2017-11-22 13:00 | 492 | 465
2017-11-22 13:30 | 492 | 466
2017-11-22 14:00 | 504 | 479
2017-11-22 14:30 | 490 | 464
2017-11-22 15:00 | 494 | 467
2017-11-22 15:30 | 467 | 436
2017-11-22 16:00 | 491 | 463
2017-11-22 16:30 | 493 | 465
2017-11-22 17:00 | 492 | 464
2017-11-22 17:30 | 466 | 447
2017-11-22 18:00 | 462 | 450
2017-11-22 18:30 | 442 | 429
2017-11-22 19:00 | 462 | 451
2017-11-22 19:30 | 450 | 438
2017-11-22 20:00 | 468 | 457
2017-11-22 20:30 | 450 | 437
2017-11-22 21:00 | 445 | 431
2017-11-22 21:30 | 445 | 431
2017-11-22 22:00 | 447 | 433
2017-11-22 22:30 | 402 | 385
2017-11-22 23:00 | 301 | 273
2017-11-22 23:30 | 288 | 257
2017-11-23 | 279 | 244
2017-11-23 00:30 | 281 | 245
2017-11-23 01:00 | 288 | 253
2017-11-23 01:30 | 262 | 220
2017-11-23 02:00 | 259 | 216
2017-11-23 02:30 | 259 | 216
2017-11-23 03:00 | 258 | 214
2017-11-23 03:30 | 256 | 213
2017-11-23 04:00 | 255 | 210
2017-11-23 04:30 | 262 | 220
2017-11-23 05:00 | 254 | 210
2017-11-23 05:30 | 268 | 226
2017-11-23 06:00 | 276 | 237
2017-11-23 06:30 | 339 | 312
2017-11-23 07:00 | 370 | 347
2017-11-23 07:30 | 405 | 386
2017-11-23 08:00 | 401 | 383
2017-11-23 08:30 | 395 | 377
2017-11-23 09:00 | 402 | 384
2017-11-23 09:30 | 404 | 387
2017-11-23 10:00 | 403 | 386
2017-11-23 10:30 | 405 | 388
2017-11-23 11:00 | 425 | 410
2017-11-23 11:30 | 415 | 400
2017-11-23 12:00 | 427 | 411
2017-11-23 12:30 | 409 | 393
2017-11-23 13:00 | 393 | 376
2017-11-23 13:30 | 388 | 370
2017-11-23 14:00 | 386 | 368
2017-11-23 14:30 | 425 | 410
2017-11-23 15:00 | 463 | 450
2017-11-23 15:30 | 488 | 477
2017-11-23 16:00 | 500 | 489
2017-11-23 16:30 | 503 | 493
2017-11-23 17:00 | 527 | 519
2017-11-23 17:30 | 531 | 523
2017-11-23 18:00 | 503 | 493
2017-11-23 18:30 | 499 | 490
2017-11-23 19:00 | 512 | 504
2017-11-23 19:30 | 500 | 492
2017-11-23 20:00 | 477 | 467
2017-11-23 20:30 | 483 | 473
2017-11-23 21:00 | 443 | 431
2017-11-23 21:30 | 453 | 440
2017-11-23 22:00 | 463 | 451
2017-11-23 22:30 | 435 | 420
2017-11-23 23:00 | 360 | 339
2017-11-23 23:30 | 278 | 246
2017-11-24 | 264 | 226
2017-11-24 00:30 | 282 | 248
2017-11-24 01:00 | 290 | 257
2017-11-24 01:30 | 279 | 241
2017-11-24 02:00 | 263 | 222
2017-11-24 02:30 | 257 | 216
2017-11-24 03:00 | 261 | 219
2017-11-24 03:30 | 261 | 220
2017-11-24 04:00 | 257 | 215
2017-11-24 04:30 | 255 | 211
2017-11-24 05:00 | 258 | 216
2017-11-24 05:30 | 274 | 236
2017-11-24 06:00 | 296 | 261
2017-11-24 06:30 | 356 | 330
2017-11-24 07:00 | 396 | 375
2017-11-24 07:30 | 436 | 421
2017-11-24 08:00 | 449 | 434
2017-11-24 08:30 | 442 | 426
2017-11-24 09:00 | 457 | 443
2017-11-24 09:30 | 455 | 441
2017-11-24 10:00 | 448 | 434
2017-11-24 10:30 | 441 | 426
2017-11-24 11:00 | 461 | 447
2017-11-24 11:30 | 487 | 470
2017-11-24 12:00 | 463 | 443
2017-11-24 12:30 | 443 | 422
2017-11-24 13:00 | 454 | 434
2017-11-24 13:30 | 458 | 438
2017-11-24 14:00 | 450 | 430
2017-11-24 14:30 | 460 | 441
2017-11-24 15:00 | 491 | 474
2017-11-24 15:30 | 476 | 458
2017-11-24 16:00 | 498 | 481
2017-11-24 16:30 | 505 | 489
2017-11-24 17:00 | 498 | 482
2017-11-24 17:30 | 492 | 475
2017-11-24 18:00 | 485 | 467
2017-11-24 18:30 | 485 | 467
2017-11-24 19:00 | 493 | 476
2017-11-24 19:30 | 486 | 469
2017-11-24 20:00 | 482 | 465
2017-11-24 20:30 | 453 | 433
2017-11-24 21:00 | 435 | 413
2017-11-24 21:30 | 468 | 448
2017-11-24 22:00 | 470 | 450
2017-11-24 22:30 | 450 | 429
2017-11-24 23:00 | 446 | 424
2017-11-24 23:30 | 435 | 411
2017-11-25 | 389 | 361
2017-11-25 00:30 | 371 | 340
2017-11-25 01:00 | 336 | 299
2017-11-25 01:30 | 280 | 232
2017-11-25 02:00 | 261 | 210
2017-11-25 02:30 | 255 | 202
2017-11-25 03:00 | 268 | 219
2017-11-25 03:30 | 273 | 223
2017-11-25 04:00 | 269 | 220
2017-11-25 04:30 | 272 | 223
2017-11-25 05:00 | 277 | 230
2017-11-25 05:30 | 287 | 242
2017-11-25 06:00 | 318 | 277
2017-11-25 06:30 | 319 | 279
2017-11-25 07:00 | 335 | 298
2017-11-25 07:30 | 338 | 302
2017-11-25 08:00 | 371 | 340
2017-11-25 08:30 | 375 | 345
2017-11-25 09:00 | 370 | 341
2017-11-25 09:30 | 408 | 384
2017-11-25 10:00 | 396 | 372
2017-11-25 10:30 | 401 | 376
2017-11-25 11:00 | 396 | 371
2017-11-25 11:30 | 392 | 366
2017-11-25 12:00 | 397 | 372
2017-11-25 12:30 | 393 | 367
2017-11-25 13:00 | 378 | 351
2017-11-25 13:30 | 356 | 327
2017-11-25 14:00 | 365 | 337
2017-11-25 14:30 | 371 | 343
2017-11-25 15:00 | 397 | 372
2017-11-25 15:30 | 432 | 410
2017-11-25 16:00 | 469 | 449
2017-11-25 16:30 | 462 | 442
2017-11-25 17:00 | 498 | 480
2017-11-25 17:30 | 453 | 433
2017-11-25 18:00 | 462 | 442
2017-11-25 18:30 | 456 | 436
2017-11-25 19:00 | 466 | 448
2017-11-25 19:30 | 446 | 426
2017-11-25 20:00 | 456 | 437
2017-11-25 20:30 | 453 | 433
2017-11-25 21:00 | 433 | 412
2017-11-25 21:30 | 442 | 421
2017-11-25 22:00 | 449 | 428
2017-11-25 22:30 | 445 | 422
2017-11-25 23:00 | 366 | 337
2017-11-25 23:30 | 302 | 262
2017-11-26 | 298 | 255
2017-11-26 00:30 | 298 | 254
2017-11-26 01:00 | 291 | 246
2017-11-26 01:30 | 295 | 251
2017-11-26 02:00 | 284 | 238
2017-11-26 02:30 | 275 | 227
2017-11-26 03:00 | 276 | 227
2017-11-26 03:30 | 277 | 229
2017-11-26 04:00 | 281 | 234
2017-11-26 04:30 | 279 | 231
2017-11-26 05:00 | 287 | 241
2017-11-26 05:30 | 291 | 244
2017-11-26 06:00 | 306 | 262
2017-11-26 06:30 | 317 | 274
2017-11-26 07:00 | 330 | 290
2017-11-26 07:30 | 349 | 312
2017-11-26 08:00 | 373 | 339
2017-11-26 08:30 | 409 | 380
2017-11-26 09:00 | 408 | 381
2017-11-26 09:30 | 409 | 383
2017-11-26 10:00 | 390 | 364
2017-11-26 10:30 | 382 | 355
2017-11-26 11:00 | 384 | 357
2017-11-26 11:30 | 380 | 353
2017-11-26 12:00 | 385 | 359
2017-11-26 12:30 | 381 | 354
2017-11-26 13:00 | 377 | 349
2017-11-26 13:30 | 382 | 355
2017-11-26 14:00 | 383 | 356
2017-11-26 14:30 | 405 | 380
2017-11-26 15:00 | 410 | 385
2017-11-26 15:30 | 437 | 414
2017-11-26 16:00 | 473 | 454
2017-11-26 16:30 | 469 | 449
2017-11-26 17:00 | 481 | 462
2017-11-26 17:30 | 461 | 442
2017-11-26 18:00 | 450 | 431
2017-11-26 18:30 | 418 | 397
2017-11-26 19:00 | 423 | 403
2017-11-26 19:30 | 438 | 419
2017-11-26 20:00 | 431 | 412
2017-11-26 20:30 | 381 | 358
2017-11-26 21:00 | 376 | 351
2017-11-26 21:30 | 358 | 330
2017-11-26 22:00 | 362 | 334
2017-11-26 22:30 | 376 | 349
2017-11-26 23:00 | 316 | 281
2017-11-26 23:30 | 289 | 250
2017-11-27 | 300 | 262
2017-11-27 00:30 | 305 | 265
2017-11-27 01:00 | 302 | 260
2017-11-27 01:30 | 301 | 258
2017-11-27 02:00 | 274 | 227
2017-11-27 02:30 | 278 | 233
2017-11-27 03:00 | 273 | 226
2017-11-27 03:30 | 277 | 231
2017-11-27 04:00 | 286 | 241
2017-11-27 04:30 | 286 | 242
2017-11-27 05:00 | 302 | 260
2017-11-27 05:30 | 323 | 285
2017-11-27 06:00 | 340 | 305
2017-11-27 06:30 | 419 | 394
2017-11-27 07:00 | 483 | 465
2017-11-27 07:30 | 529 | 515
2017-11-27 08:00 | 558 | 546
2017-11-27 08:30 | 567 | 556
2017-11-27 09:00 | 558 | 547
2017-11-27 09:30 | 535 | 523
2017-11-27 10:00 | 527 | 514
2017-11-27 10:30 | 530 | 517
2017-11-27 11:00 | 495 | 480
2017-11-27 11:30 | 495 | 480
2017-11-27 12:00 | 488 | 473
2017-11-27 12:30 | 493 | 477
2017-11-27 13:00 | 488 | 473
2017-11-27 13:30 | 496 | 482
2017-11-27 14:00 | 509 | 496
2017-11-27 14:30 | 512 | 499
2017-11-27 15:00 | 519 | 506
2017-11-27 15:30 | 540 | 528
2017-11-27 16:00 | 549 | 538
2017-11-27 16:30 | 573 | 562
2017-11-27 17:00 | 615 | 607
2017-11-27 17:30 | 592 | 583
2017-11-27 18:00 | 580 | 570
2017-11-27 18:30 | 531 | 519
2017-11-27 19:00 | 563 | 553
2017-11-27 19:30 | 559 | 548
2017-11-27 20:00 | 559 | 548
2017-11-27 20:30 | 516 | 502
2017-11-27 21:00 | 473 | 457
2017-11-27 21:30 | 465 | 447
2017-11-27 22:00 | 459 | 439
2017-11-27 22:30 | 467 | 448
2017-11-27 23:00 | 379 | 353
2017-11-27 23:30 | 304 | 265
2017-11-28 | 287 | 244
2017-11-28 00:30 | 254 | 204
2017-11-28 01:00 | 253 | 202
2017-11-28 01:30 | 244 | 192
2017-11-28 02:00 | 239 | 184
2017-11-28 02:30 | 218 | 157
2017-11-28 03:00 | 215 | 154
2017-11-28 03:30 | 216 | 155
2017-11-28 04:00 | 207 | 142
2017-11-28 04:30 | 200 | 131
2017-11-28 05:00 | 189 | 115
2017-11-28 05:30 | 190 | 116
2017-11-28 06:00 | 210 | 146
2017-11-28 06:30 | 276 | 234
2017-11-28 07:00 | 358 | 329
2017-11-28 07:30 | 386 | 359
2017-11-28 08:00 | 407 | 384
2017-11-28 08:30 | 407 | 384
2017-11-28 09:00 | 428 | 407
2017-11-28 09:30 | 436 | 416
2017-11-28 10:00 | 422 | 400
2017-11-28 10:30 | 394 | 370
2017-11-28 11:00 | 399 | 376
2017-11-28 11:30 | 391 | 367
2017-11-28 12:00 | 407 | 385
2017-11-28 12:30 | 421 | 400
2017-11-28 13:00 | 439 | 419
2017-11-28 13:30 | 452 | 433
2017-11-28 14:00 | 445 | 425
2017-11-28 14:30 | 442 | 423
2017-11-28 15:00 | 451 | 432
2017-11-28 15:30 | 469 | 451
2017-11-28 16:00 | 475 | 457
2017-11-28 16:30 | 481 | 463
2017-11-28 17:00 | 463 | 445
2017-11-28 17:30 | 432 | 411
2017-11-28 18:00 | 443 | 423
2017-11-28 18:30 | 435 | 414
2017-11-28 19:00 | 466 | 448
2017-11-28 19:30 | 492 | 476
2017-11-28 20:00 | 499 | 484
2017-11-28 20:30 | 490 | 474
2017-11-28 21:00 | 474 | 457
2017-11-28 21:30 | 479 | 461
2017-11-28 22:00 | 461 | 441
2017-11-28 22:30 | 432 | 409
2017-11-28 23:00 | 367 | 336
2017-11-28 23:30 | 280 | 236
2017-11-29 | 256 | 206
2017-11-29 00:30 | 246 | 194
2017-11-29 01:00 | 238 | 177
2017-11-29 01:30 | 260 | 202
2017-11-29 02:00 | 262 | 203
2017-11-29 02:30 | 269 | 212
2017-11-29 03:00 | 277 | 223
2017-11-29 03:30 | 278 | 225
2017-11-29 04:00 | 294 | 244
2017-11-29 04:30 | 314 | 267
2017-11-29 05:00 | 305 | 255
2017-11-29 05:30 | 295 | 245
2017-11-29 06:00 | 302 | 255
2017-11-29 06:30 | 377 | 344
2017-11-29 07:00 | 430 | 403
2017-11-29 07:30 | 418 | 390
2017-11-29 08:00 | 420 | 394
2017-11-29 08:30 | 458 | 437
2017-11-29 09:00 | 519 | 503
2017-11-29 09:30 | 540 | 525
2017-11-29 10:00 | 528 | 513
2017-11-29 10:30 | 485 | 466
2017-11-29 11:00 | 463 | 442
2017-11-29 11:30 | 451 | 430
2017-11-29 12:00 | 466 | 445
2017-11-29 12:30 | 457 | 436
2017-11-29 13:00 | 413 | 388
2017-11-29 13:30 | 400 | 374
2017-11-29 14:00 | 404 | 379
2017-11-29 14:30 | 379 | 351
2017-11-29 15:00 | 406 | 380
2017-11-29 15:30 | 393 | 367
2017-11-29 16:00 | 365 | 337
2017-11-29 16:30 | 402 | 377
2017-11-29 17:00 | 425 | 403
2017-11-29 17:30 | 400 | 376
2017-11-29 18:00 | 425 | 403
2017-11-29 18:30 | 446 | 425
2017-11-29 19:00 | 452 | 432
2017-11-29 19:30 | 451 | 431
2017-11-29 20:00 | 461 | 441
2017-11-29 20:30 | 500 | 482
2017-11-29 21:00 | 460 | 440
2017-11-29 21:30 | 417 | 393
2017-11-29 22:00 | 422 | 398
2017-11-29 22:30 | 430 | 406
2017-11-29 23:00 | 367 | 337
2017-11-29 23:30 | 307 | 267
2017-11-30 | 280 | 232
2017-11-30 00:30 | 291 | 241
2017-11-30 01:00 | 297 | 249
2017-11-30 01:30 | 294 | 244
2017-11-30 02:00 | 277 | 224
2017-11-30 02:30 | 285 | 233
2017-11-30 03:00 | 305 | 257
2017-11-30 03:30 | 292 | 242
2017-11-30 04:00 | 237 | 173
2017-11-30 04:30 | 236 | 173
2017-11-30 05:00 | 241 | 179
2017-11-30 05:30 | 266 | 210
2017-11-30 06:00 | 262 | 206
2017-11-30 06:30 | 307 | 262
2017-11-30 07:00 | 361 | 327
2017-11-30 07:30 | 377 | 345
2017-11-30 08:00 | 394 | 366
2017-11-30 08:30 | 416 | 392
2017-11-30 09:00 | 390 | 366
2017-11-30 09:30 | 394 | 371
2017-11-30 10:00 | 420 | 400
2017-11-30 10:30 | 432 | 412
2017-11-30 11:00 | 427 | 407
2017-11-30 11:30 | 411 | 390
2017-11-30 12:00 | 395 | 372
2017-11-30 12:30 | 408 | 386
2017-11-30 13:00 | 440 | 421
2017-11-30 13:30 | 476 | 458
2017-11-30 14:00 | 517 | 502
2017-11-30 14:30 | 541 | 527
2017-11-30 15:00 | 532 | 518
2017-11-30 15:30 | 518 | 502
2017-11-30 16:00 | 524 | 509
2017-11-30 16:30 | 517 | 502
2017-11-30 17:00 | 511 | 495
2017-11-30 17:30 | 489 | 471
2017-11-30 18:00 | 482 | 465
2017-11-30 18:30 | 473 | 456
2017-11-30 19:00 | 483 | 466
2017-11-30 19:30 | 487 | 469
2017-11-30 20:00 | 485 | 467
2017-11-30 20:30 | 475 | 456
2017-11-30 21:00 | 451 | 429
2017-11-30 21:30 | 458 | 437
2017-11-30 22:00 | 464 | 443
2017-11-30 22:30 | 458 | 435
2017-11-30 23:00 | 397 | 367
2017-11-30 23:30 | 379 | 345
2017-12-01 | 382 | 349
2017-12-01 00:30 | 370 | 335
2017-12-01 01:00 | 335 | 294
2017-12-01 01:30 | 304 | 260
2017-12-01 02:00 | 310 | 268
2017-12-01 02:30 | 340 | 303
2017-12-01 03:00 | 330 | 291
2017-12-01 03:30 | 309 | 267
2017-12-01 04:00 | 324 | 285
2017-12-01 04:30 | 344 | 307
2017-12-01 05:00 | 329 | 290
2017-12-01 05:30 | 319 | 277
2017-12-01 06:00 | 340 | 301
2017-12-01 06:30 | 421 | 395
2017-12-01 07:00 | 470 | 448
2017-12-01 07:30 | 505 | 488
2017-12-01 08:00 | 498 | 481
2017-12-01 08:30 | 526 | 512
2017-12-01 09:00 | 501 | 485
2017-12-01 09:30 | 489 | 472
2017-12-01 10:00 | 481 | 465
2017-12-01 10:30 | 507 | 492
2017-12-01 11:00 | 498 | 482
2017-12-01 11:30 | 462 | 444
2017-12-01 12:00 | 415 | 393
2017-12-01 12:30 | 406 | 384
2017-12-01 13:00 | 408 | 387
2017-12-01 13:30 | 426 | 406
2017-12-01 14:00 | 435 | 416
2017-12-01 14:30 | 469 | 451
2017-12-01 15:00 | 498 | 482
2017-12-01 15:30 | 529 | 515
2017-12-01 16:00 | 527 | 514
2017-12-01 16:30 | 530 | 517
2017-12-01 17:00 | 514 | 500
2017-12-01 17:30 | 482 | 466
2017-12-01 18:00 | 488 | 472
2017-12-01 18:30 | 463 | 445
2017-12-01 19:00 | 473 | 458
2017-12-01 19:30 | 499 | 485
2017-12-01 20:00 | 500 | 486
2017-12-01 20:30 | 462 | 446
2017-12-01 21:00 | 424 | 405
2017-12-01 21:30 | 411 | 390
2017-12-01 22:00 | 414 | 391
2017-12-01 22:30 | 410 | 386
2017-12-01 23:00 | 404 | 380
2017-12-01 23:30 | 409 | 385
2017-12-02 | 360 | 331
2017-12-02 00:30 | 362 | 332
2017-12-02 01:00 | 369 | 339
2017-12-02 01:30 | 361 | 331
2017-12-02 02:00 | 308 | 269
2017-12-02 02:30 | 303 | 262
2017-12-02 03:00 | 267 | 218
2017-12-02 03:30 | 248 | 195
2017-12-02 04:00 | 257 | 205
2017-12-02 04:30 | 262 | 211
2017-12-02 05:00 | 280 | 235
2017-12-02 05:30 | 303 | 261
2017-12-02 06:00 | 336 | 299
2017-12-02 06:30 | 368 | 335
2017-12-02 07:00 | 398 | 370
2017-12-02 07:30 | 402 | 375
2017-12-02 08:00 | 415 | 390
2017-12-02 08:30 | 414 | 388
2017-12-02 09:00 | 432 | 407
2017-12-02 09:30 | 437 | 414
2017-12-02 10:00 | 430 | 407
2017-12-02 10:30 | 418 | 395
2017-12-02 11:00 | 382 | 354
2017-12-02 11:30 | 369 | 340
2017-12-02 12:00 | 360 | 331
2017-12-02 12:30 | 364 | 335
2017-12-02 13:00 | 361 | 332
2017-12-02 13:30 | 377 | 350
2017-12-02 14:00 | 369 | 341
2017-12-02 14:30 | 386 | 359
2017-12-02 15:00 | 396 | 371
2017-12-02 15:30 | 383 | 357
2017-12-02 16:00 | 396 | 371
2017-12-02 16:30 | 406 | 383
2017-12-02 17:00 | 417 | 395
2017-12-02 17:30 | 394 | 370
2017-12-02 18:00 | 410 | 387
2017-12-02 18:30 | 433 | 412
2017-12-02 19:00 | 447 | 426
2017-12-02 19:30 | 426 | 403
2017-12-02 20:00 | 429 | 406
2017-12-02 20:30 | 428 | 405
2017-12-02 21:00 | 440 | 418
2017-12-02 21:30 | 445 | 422
2017-12-02 22:00 | 443 | 421
2017-12-02 22:30 | 456 | 434
2017-12-02 23:00 | 369 | 338
2017-12-02 23:30 | 334 | 298
2017-12-03 | 328 | 291
2017-12-03 00:30 | 328 | 290
2017-12-03 01:00 | 327 | 288
2017-12-03 01:30 | 316 | 275
2017-12-03 02:00 | 288 | 243
2017-12-03 02:30 | 276 | 229
2017-12-03 03:00 | 268 | 219
2017-12-03 03:30 | 276 | 228
2017-12-03 04:00 | 262 | 206
2017-12-03 04:30 | 260 | 198
2017-12-03 05:00 | 244 | 179
2017-12-03 05:30 | 250 | 186
2017-12-03 06:00 | 268 | 209
2017-12-03 06:30 | 305 | 255
2017-12-03 07:00 | 333 | 288
2017-12-03 07:30 | 337 | 293
2017-12-03 08:00 | 348 | 306
2017-12-03 08:30 | 352 | 312
2017-12-03 09:00 | 353 | 314
2017-12-03 09:30 | 363 | 328
2017-12-03 10:00 | 358 | 325
2017-12-03 10:30 | 376 | 345
2017-12-03 11:00 | 380 | 349
2017-12-03 11:30 | 357 | 323
2017-12-03 12:00 | 361 | 329
2017-12-03 12:30 | 350 | 317
2017-12-03 13:00 | 341 | 307
2017-12-03 13:30 | 329 | 294
2017-12-03 14:00 | 366 | 336
2017-12-03 14:30 | 410 | 385
2017-12-03 15:00 | 454 | 433
2017-12-03 15:30 | 454 | 433
2017-12-03 16:00 | 446 | 425
2017-12-03 16:30 | 455 | 434
2017-12-03 17:00 | 476 | 457
2017-12-03 17:30 | 486 | 468
2017-12-03 18:00 | 507 | 490
2017-12-03 18:30 | 515 | 499
2017-12-03 19:00 | 512 | 496
2017-12-03 19:30 | 496 | 479
2017-12-03 20:00 | 510 | 494
2017-12-03 20:30 | 499 | 483
2017-12-03 21:00 | 471 | 453
2017-12-03 21:30 | 472 | 453
2017-12-03 22:00 | 453 | 432
2017-12-03 22:30 | 430 | 408
2017-12-03 23:00 | 358 | 328
2017-12-03 23:30 | 338 | 305
2017-12-04 | 342 | 309
2017-12-04 00:30 | 348 | 315
2017-12-04 01:00 | 345 | 312
2017-12-04 01:30 | 334 | 296
2017-12-04 02:00 | 341 | 304
2017-12-04 02:30 | 354 | 317
2017-12-04 03:00 | 348 | 310
2017-12-04 03:30 | 357 | 319
2017-12-04 04:00 | 348 | 310
2017-12-04 04:30 | 345 | 307
2017-12-04 05:00 | 352 | 314
2017-12-04 05:30 | 362 | 325
2017-12-04 06:00 | 384 | 351
2017-12-04 06:30 | 458 | 434
2017-12-04 07:00 | 536 | 521
2017-12-04 07:30 | 571 | 558
2017-12-04 08:00 | 575 | 564
2017-12-04 08:30 | 594 | 585
2017-12-04 09:00 | 595 | 586
2017-12-04 09:30 | 631 | 624
2017-12-04 10:00 | 639 | 633
2017-12-04 10:30 | 631 | 624
2017-12-04 11:00 | 619 | 612
2017-12-04 11:30 | 588 | 579
2017-12-04 12:00 | 592 | 583
2017-12-04 12:30 | 568 | 558
2017-12-04 13:00 | 564 | 553
2017-12-04 13:30 | 542 | 530
2017-12-04 14:00 | 531 | 519
2017-12-04 14:30 | 516 | 502
2017-12-04 15:00 | 508 | 494
2017-12-04 15:30 | 496 | 481
2017-12-04 16:00 | 504 | 491
2017-12-04 16:30 | 514 | 500
2017-12-04 17:00 | 517 | 504
2017-12-04 17:30 | 520 | 507
2017-12-04 18:00 | 509 | 495
2017-12-04 18:30 | 501 | 486
2017-12-04 19:00 | 501 | 487
2017-12-04 19:30 | 479 | 463
2017-12-04 20:00 | 466 | 449
2017-12-04 20:30 | 453 | 435
2017-12-04 21:00 | 446 | 428
2017-12-04 21:30 | 467 | 450
2017-12-04 22:00 | 458 | 439
2017-12-04 22:30 | 468 | 450
2017-12-04 23:00 | 433 | 412
2017-12-04 23:30 | 388 | 363
2017-12-05 | 403 | 378
2017-12-05 00:30 | 396 | 371
2017-12-05 01:00 | 403 | 378
2017-12-05 01:30 | 400 | 375
2017-12-05 02:00 | 370 | 341
2017-12-05 02:30 | 339 | 303
2017-12-05 03:00 | 338 | 301
2017-12-05 03:30 | 347 | 311
2017-12-05 04:00 | 346 | 310
2017-12-05 04:30 | 353 | 319
2017-12-05 05:00 | 362 | 328
2017-12-05 05:30 | 387 | 357
2017-12-05 06:00 | 430 | 404
2017-12-05 06:30 | 501 | 483
2017-12-05 07:00 | 538 | 524
2017-12-05 07:30 | 566 | 554
2017-12-05 08:00 | 577 | 565
2017-12-05 08:30 | 564 | 551
2017-12-05 09:00 | 566 | 554
2017-12-05 09:30 | 577 | 565
2017-12-05 10:00 | 592 | 581
2017-12-05 10:30 | 596 | 586
2017-12-05 11:00 | 584 | 573
2017-12-05 11:30 | 590 | 579
2017-12-05 12:00 | 602 | 592
2017-12-05 12:30 | 583 | 571
2017-12-05 13:00 | 522 | 507
2017-12-05 13:30 | 487 | 470
2017-12-05 14:00 | 480 | 462
2017-12-05 14:30 | 498 | 480
2017-12-05 15:00 | 531 | 517
2017-12-05 15:30 | 539 | 524
2017-12-05 16:00 | 553 | 540
2017-12-05 16:30 | 558 | 545
2017-12-05 17:00 | 581 | 568
2017-12-05 17:30 | 549 | 535
2017-12-05 18:00 | 530 | 514
2017-12-05 18:30 | 507 | 490
2017-12-05 19:00 | 545 | 531
2017-12-05 19:30 | 533 | 519
2017-12-05 20:00 | 552 | 539
2017-12-05 20:30 | 536 | 522
2017-12-05 21:00 | 506 | 490
2017-12-05 21:30 | 502 | 485
2017-12-05 22:00 | 484 | 466
2017-12-05 22:30 | 503 | 485
2017-12-05 23:00 | 413 | 388
2017-12-05 23:30 | 329 | 295
2017-12-06 | 325 | 287
2017-12-06 00:30 | 328 | 289
2017-12-06 01:00 | 336 | 297
2017-12-06 01:30 | 329 | 289
2017-12-06 02:00 | 315 | 271
2017-12-06 02:30 | 313 | 270
2017-12-06 03:00 | 337 | 297
2017-12-06 03:30 | 329 | 287
2017-12-06 04:00 | 299 | 251
2017-12-06 04:30 | 299 | 251
2017-12-06 05:00 | 293 | 243
2017-12-06 05:30 | 312 | 267
2017-12-06 06:00 | 329 | 287
2017-12-06 06:30 | 388 | 355
2017-12-06 07:00 | 457 | 434
2017-12-06 07:30 | 477 | 455
2017-12-06 08:00 | 503 | 484
2017-12-06 08:30 | 529 | 514
2017-12-06 09:00 | 530 | 516
2017-12-06 09:30 | 540 | 527
2017-12-06 10:00 | 540 | 528
2017-12-06 10:30 | 433 | 416
2017-12-06 11:00 | 406 | 387
2017-12-06 11:30 | 414 | 396
2017-12-06 12:00 | 430 | 411
2017-12-06 12:30 | 380 | 358
2017-12-06 13:00 | 372 | 350
2017-12-06 13:30 | 380 | 359
2017-12-06 14:00 | 372 | 350
2017-12-06 14:30 | 384 | 364
2017-12-06 15:00 | 406 | 387
2017-12-06 15:30 | 422 | 404
2017-12-06 16:00 | 443 | 426
2017-12-06 16:30 | 451 | 436
2017-12-06 17:00 | 451 | 436
2017-12-06 17:30 | 457 | 441
2017-12-06 18:00 | 481 | 465
2017-12-06 18:30 | 480 | 465
2017-12-06 19:00 | 477 | 462
2017-12-06 19:30 | 469 | 453
2017-12-06 20:00 | 473 | 457
2017-12-06 20:30 | 460 | 444
2017-12-06 21:00 | 421 | 401
2017-12-06 21:30 | 426 | 406
2017-12-06 22:00 | 414 | 392
2017-12-06 22:30 | 392 | 369
2017-12-06 23:00 | 311 | 278
2017-12-06 23:30 | 287 | 247
2017-12-07 | 301 | 260
2017-12-07 00:30 | 317 | 281
2017-12-07 01:00 | 337 | 302
2017-12-07 01:30 | 354 | 322
2017-12-07 02:00 | 350 | 318
2017-12-07 02:30 | 330 | 295
2017-12-07 03:00 | 337 | 303
2017-12-07 03:30 | 342 | 309
2017-12-07 04:00 | 347 | 314
2017-12-07 04:30 | 354 | 322
2017-12-07 05:00 | 353 | 321
2017-12-07 05:30 | 342 | 309
2017-12-07 06:00 | 358 | 327
2017-12-07 06:30 | 434 | 410
2017-12-07 07:00 | 465 | 445
2017-12-07 07:30 | 470 | 450
2017-12-07 08:00 | 459 | 442
2017-12-07 08:30 | 455 | 438
2017-12-07 09:00 | 451 | 434
2017-12-07 09:30 | 475 | 459
2017-12-07 10:00 | 494 | 479
2017-12-07 10:30 | 500 | 487
2017-12-07 11:00 | 498 | 485
2017-12-07 11:30 | 499 | 485
2017-12-07 12:00 | 508 | 494
2017-12-07 12:30 | 524 | 511
2017-12-07 13:00 | 526 | 514
2017-12-07 13:30 | 526 | 514
2017-12-07 14:00 | 551 | 540
2017-12-07 14:30 | 536 | 524
2017-12-07 15:00 | 546 | 535
2017-12-07 15:30 | 555 | 544
2017-12-07 16:00 | 565 | 555
2017-12-07 16:30 | 579 | 569
2017-12-07 17:00 | 599 | 591
2017-12-07 17:30 | 633 | 619
2017-12-07 18:00 | 623 | 606
2017-12-07 18:30 | 607 | 589
2017-12-07 19:00 | 580 | 571
2017-12-07 19:30 | 547 | 537
2017-12-07 20:00 | 548 | 537
2017-12-07 20:30 | 532 | 521
2017-12-07 21:00 | 490 | 476
2017-12-07 21:30 | 495 | 481
2017-12-07 22:00 | 500 | 486
2017-12-07 22:30 | 465 | 448
2017-12-07 23:00 | 399 | 377
2017-12-07 23:30 | 432 | 412
2017-12-08 | 423 | 402
2017-12-08 00:30 | 366 | 341
2017-12-08 01:00 | 343 | 314
2017-12-08 01:30 | 336 | 307
2017-12-08 02:00 | 313 | 280
2017-12-08 02:30 | 311 | 277
2017-12-08 03:00 | 314 | 280
2017-12-08 03:30 | 331 | 299
2017-12-08 04:00 | 314 | 279
2017-12-08 04:30 | 291 | 253
2017-12-08 05:00 | 296 | 258
2017-12-08 05:30 | 310 | 274
2017-12-08 06:00 | 323 | 290
2017-12-08 06:30 | 416 | 393
2017-12-08 07:00 | 485 | 467
2017-12-08 07:30 | 489 | 471
2017-12-08 08:00 | 493 | 477
2017-12-08 08:30 | 528 | 513
2017-12-08 09:00 | 530 | 515
2017-12-08 09:30 | 522 | 507
2017-12-08 10:00 | 530 | 516
2017-12-08 10:30 | 538 | 524
2017-12-08 11:00 | 552 | 538
2017-12-08 11:30 | 589 | 568
2017-12-08 12:00 | 595 | 574
2017-12-08 12:30 | 556 | 532
2017-12-08 13:00 | 525 | 497
2017-12-08 13:30 | 480 | 462
2017-12-08 14:00 | 455 | 436
2017-12-08 14:30 | 442 | 422
2017-12-08 15:00 | 457 | 438
2017-12-08 15:30 | 440 | 421
2017-12-08 16:00 | 481 | 464
2017-12-08 16:30 | 481 | 464
2017-12-08 17:00 | 485 | 469
2017-12-08 17:30 | 495 | 480
2017-12-08 18:00 | 516 | 502
2017-12-08 18:30 | 540 | 527
2017-12-08 19:00 | 549 | 537
2017-12-08 19:30 | 551 | 539
2017-12-08 20:00 | 561 | 550
2017-12-08 20:30 | 527 | 514
2017-12-08 21:00 | 474 | 457
2017-12-08 21:30 | 483 | 468
2017-12-08 22:00 | 476 | 460
2017-12-08 22:30 | 458 | 441
2017-12-08 23:00 | 411 | 390
2017-12-08 23:30 | 396 | 374
2017-12-09 | 352 | 326
2017-12-09 00:30 | 318 | 287
2017-12-09 01:00 | 311 | 277
2017-12-09 01:30 | 277 | 235
2017-12-09 02:00 | 268 | 222
2017-12-09 02:30 | 268 | 217
2017-12-09 03:00 | 269 | 217
2017-12-09 03:30 | 274 | 224
2017-12-09 04:00 | 294 | 247
2017-12-09 04:30 | 308 | 265
2017-12-09 05:00 | 313 | 272
2017-12-09 05:30 | 319 | 276
2017-12-09 06:00 | 333 | 294
2017-12-09 06:30 | 366 | 332
2017-12-09 07:00 | 379 | 347
2017-12-09 07:30 | 381 | 349
2017-12-09 08:00 | 377 | 346
2017-12-09 08:30 | 403 | 376
2017-12-09 09:00 | 402 | 375
2017-12-09 09:30 | 416 | 392
2017-12-09 10:00 | 378 | 350
2017-12-09 10:30 | 360 | 331
2017-12-09 11:00 | 361 | 332
2017-12-09 11:30 | 325 | 291
2017-12-09 12:00 | 311 | 276
2017-12-09 12:30 | 304 | 267
2017-12-09 13:00 | 292 | 254
2017-12-09 13:30 | 303 | 267
2017-12-09 14:00 | 318 | 283
2017-12-09 14:30 | 347 | 316
2017-12-09 15:00 | 374 | 346
2017-12-09 15:30 | 377 | 350
2017-12-09 16:00 | 409 | 385
2017-12-09 16:30 | 416 | 392
2017-12-09 17:00 | 425 | 403
2017-12-09 17:30 | 427 | 405
2017-12-09 18:00 | 422 | 400
2017-12-09 18:30 | 416 | 394
2017-12-09 19:00 | 400 | 377
2017-12-09 19:30 | 392 | 367
2017-12-09 20:00 | 393 | 368
2017-12-09 20:30 | 387 | 361
2017-12-09 21:00 | 380 | 353
2017-12-09 21:30 | 355 | 326
2017-12-09 22:00 | 361 | 333
2017-12-09 22:30 | 376 | 349
2017-12-09 23:00 | 296 | 259
2017-12-09 23:30 | 270 | 227
2017-12-10 | 296 | 256
2017-12-10 00:30 | 321 | 284
2017-12-10 01:00 | 314 | 275
2017-12-10 01:30 | 285 | 240
2017-12-10 02:00 | 289 | 243
2017-12-10 02:30 | 296 | 249
2017-12-10 03:00 | 265 | 216
2017-12-10 03:30 | 268 | 215
2017-12-10 04:00 | 275 | 223
2017-12-10 04:30 | 263 | 209
2017-12-10 05:00 | 237 | 173
2017-12-10 05:30 | 260 | 197
2017-12-10 06:00 | 290 | 230
2017-12-10 06:30 | 292 | 235
2017-12-10 07:00 | 293 | 237
2017-12-10 07:30 | 289 | 232
2017-12-10 08:00 | 295 | 240
2017-12-10 08:30 | 291 | 237
2017-12-10 09:00 | 284 | 229
2017-12-10 09:30 | 274 | 225
2017-12-10 10:00 | 269 | 221
2017-12-10 10:30 | 279 | 233
2017-12-10 11:00 | 315 | 274
2017-12-10 11:30 | 302 | 260
2017-12-10 12:00 | 302 | 259
2017-12-10 12:30 | 303 | 261
2017-12-10 13:00 | 324 | 285
2017-12-10 13:30 | 330 | 292
2017-12-10 14:00 | 324 | 286
2017-12-10 14:30 | 313 | 272
2017-12-10 15:00 | 324 | 285
2017-12-10 15:30 | 332 | 293
2017-12-10 16:00 | 339 | 302
2017-12-10 16:30 | 354 | 320
2017-12-10 17:00 | 349 | 314
2017-12-10 17:30 | 352 | 318
2017-12-10 18:00 | 349 | 316
2017-12-10 18:30 | 354 | 323
2017-12-10 19:00 | 358 | 328
2017-12-10 19:30 | 359 | 329
2017-12-10 20:00 | 368 | 339
2017-12-10 20:30 | 367 | 337
2017-12-10 21:00 | 364 | 334
2017-12-10 21:30 | 355 | 325
2017-12-10 22:00 | 353 | 323
2017-12-10 22:30 | 389 | 362
2017-12-10 23:00 | 380 | 353
2017-12-10 23:30 | 350 | 318
2017-12-11 | 338 | 303
2017-12-11 00:30 | 334 | 298
2017-12-11 01:00 | 329 | 292
2017-12-11 01:30 | 302 | 260
2017-12-11 02:00 | 288 | 244
2017-12-11 02:30 | 301 | 259
2017-12-11 03:00 | 306 | 266
2017-12-11 03:30 | 314 | 274
2017-12-11 04:00 | 310 | 270
2017-12-11 04:30 | 317 | 277
2017-12-11 05:00 | 294 | 249
2017-12-11 05:30 | 284 | 236
2017-12-11 06:00 | 294 | 248
2017-12-11 06:30 | 354 | 320
2017-12-11 07:00 | 385 | 358
2017-12-11 07:30 | 417 | 395
2017-12-11 08:00 | 427 | 407
2017-12-11 08:30 | 424 | 406
2017-12-11 09:00 | 454 | 439
2017-12-11 09:30 | 470 | 456
2017-12-11 10:00 | 473 | 459
2017-12-11 10:30 | 481 | 467
2017-12-11 11:00 | 477 | 464
2017-12-11 11:30 | 480 | 466
2017-12-11 12:00 | 451 | 437
2017-12-11 12:30 | 464 | 450
2017-12-11 13:00 | 459 | 445
2017-12-11 13:30 | 452 | 438
2017-12-11 14:00 | 447 | 432
2017-12-11 14:30 | 450 | 435
2017-12-11 15:00 | 468 | 455
2017-12-11 15:30 | 460 | 446
2017-12-11 16:00 | 421 | 404
2017-12-11 16:30 | 438 | 421
2017-12-11 17:00 | 440 | 423
2017-12-11 17:30 | 441 | 423
2017-12-11 18:00 | 423 | 404
2017-12-11 18:30 | 413 | 394
2017-12-11 19:00 | 405 | 386
2017-12-11 19:30 | 385 | 364
2017-12-11 20:00 | 397 | 377
2017-12-11 20:30 | 381 | 359
2017-12-11 21:00 | 360 | 335
2017-12-11 21:30 | 380 | 357
2017-12-11 22:00 | 390 | 368
2017-12-11 22:30 | 404 | 382
2017-12-11 23:00 | 337 | 310
2017-12-11 23:30 | 330 | 301
2017-12-12 | 327 | 296
2017-12-12 00:30 | 317 | 284
2017-12-12 01:00 | 313 | 276
2017-12-12 01:30 | 302 | 261
2017-12-12 02:00 | 273 | 227
2017-12-12 02:30 | 281 | 232
2017-12-12 03:00 | 305 | 261
2017-12-12 03:30 | 297 | 252
2017-12-12 04:00 | 310 | 266
2017-12-12 04:30 | 315 | 272
2017-12-12 05:00 | 321 | 279
2017-12-12 05:30 | 335 | 295
2017-12-12 06:00 | 353 | 317
2017-12-12 06:30 | 391 | 362
2017-12-12 07:00 | 421 | 399
2017-12-12 07:30 | 471 | 453
2017-12-12 08:00 | 493 | 477
2017-12-12 08:30 | 499 | 483
2017-12-12 09:00 | 514 | 499
2017-12-12 09:30 | 513 | 498
2017-12-12 10:00 | 515 | 501
2017-12-12 10:30 | 519 | 505
2017-12-12 11:00 | 522 | 508
2017-12-12 11:30 | 525 | 511
2017-12-12 12:00 | 517 | 503
2017-12-12 12:30 | 493 | 477
2017-12-12 13:00 | 519 | 505
2017-12-12 13:30 | 511 | 496
2017-12-12 14:00 | 545 | 533
2017-12-12 14:30 | 579 | 569
2017-12-12 15:00 | 546 | 534
2017-12-12 15:30 | 526 | 513
2017-12-12 16:00 | 524 | 512
2017-12-12 16:30 | 543 | 531
2017-12-12 17:00 | 567 | 556
2017-12-12 17:30 | 545 | 533
2017-12-12 18:00 | 519 | 505
2017-12-12 18:30 | 499 | 485
2017-12-12 19:00 | 521 | 509
2017-12-12 19:30 | 502 | 488
2017-12-12 20:00 | 508 | 494
2017-12-12 20:30 | 520 | 507
2017-12-12 21:00 | 516 | 502
2017-12-12 21:30 | 505 | 491
2017-12-12 22:00 | 494 | 478
2017-12-12 22:30 | 447 | 428
2017-12-12 23:00 | 358 | 331
2017-12-12 23:30 | 334 | 304
2017-12-13 | 324 | 291
2017-12-13 00:30 | 337 | 305
2017-12-13 01:00 | 329 | 296
2017-12-13 01:30 | 310 | 270
2017-12-13 02:00 | 294 | 250
2017-12-13 02:30 | 308 | 267
2017-12-13 03:00 | 311 | 270
2017-12-13 03:30 | 314 | 274
2017-12-13 04:00 | 312 | 272
2017-12-13 04:30 | 312 | 272
2017-12-13 05:00 | 392 | 362
2017-12-13 05:30 | 475 | 453
2017-12-13 06:00 | 514 | 496
2017-12-13 06:30 | 545 | 530
2017-12-13 07:00 | 602 | 592
2017-12-13 07:30 | 611 | 601
2017-12-13 08:00 | 605 | 595
2017-12-13 08:30 | 609 | 600
2017-12-13 09:00 | 616 | 608
2017-12-13 09:30 | 641 | 634
2017-12-13 10:00 | 629 | 620
2017-12-13 10:30 | 656 | 645
2017-12-13 11:00 | 675 | 662
2017-12-13 11:30 | 639 | 623
2017-12-13 12:00 | 629 | 612
2017-12-13 12:30 | 626 | 609
2017-12-13 13:00 | 642 | 627
2017-12-13 13:30 | 641 | 625
2017-12-13 14:00 | 625 | 608
2017-12-13 14:30 | 609 | 590
2017-12-13 15:00 | 623 | 607
2017-12-13 15:30 | 581 | 561
2017-12-13 16:00 | 582 | 563
2017-12-13 16:30 | 648 | 633
2017-12-13 17:00 | 645 | 630
2017-12-13 17:30 | 620 | 604
2017-12-13 18:00 | 590 | 572
2017-12-13 18:30 | 514 | 501
2017-12-13 19:00 | 503 | 490
2017-12-13 19:30 | 492 | 479
2017-12-13 20:00 | 524 | 512
2017-12-13 20:30 | 546 | 535
2017-12-13 21:00 | 530 | 518
2017-12-13 21:30 | 518 | 504
2017-12-13 22:00 | 518 | 504
2017-12-13 22:30 | 500 | 484
2017-12-13 23:00 | 500 | 484
2017-12-13 23:30 | 418 | 396
2017-12-14 | 340 | 308
2017-12-14 00:30 | 315 | 280
2017-12-14 01:00 | 322 | 288
2017-12-14 01:30 | 318 | 283
2017-12-14 02:00 | 312 | 275
2017-12-14 02:30 | 318 | 282
2017-12-14 03:00 | 294 | 254
2017-12-14 03:30 | 298 | 260
2017-12-14 04:00 | 293 | 254
2017-12-14 04:30 | 301 | 263
2017-12-14 05:00 | 305 | 268
2017-12-14 05:30 | 337 | 303
2017-12-14 06:00 | 343 | 310
2017-12-14 06:30 | 397 | 371
2017-12-14 07:00 | 484 | 466
2017-12-14 07:30 | 514 | 498
2017-12-14 08:00 | 524 | 509
2017-12-14 08:30 | 553 | 540
2017-12-14 09:00 | 587 | 575
2017-12-14 09:30 | 606 | 596
2017-12-14 10:00 | 603 | 592
2017-12-14 10:30 | 599 | 588
2017-12-14 11:00 | 598 | 587
2017-12-14 11:30 | 558 | 545
2017-12-14 12:00 | 547 | 533
2017-12-14 12:30 | 531 | 516
2017-12-14 13:00 | 505 | 489
2017-12-14 13:30 | 502 | 485
2017-12-14 14:00 | 512 | 496
2017-12-14 14:30 | 514 | 499
2017-12-14 15:00 | 493 | 476
2017-12-14 15:30 | 535 | 521
2017-12-14 16:00 | 566 | 554
2017-12-14 16:30 | 553 | 540
2017-12-14 17:00 | 552 | 539
2017-12-14 17:30 | 555 | 543
2017-12-14 18:00 | 543 | 530
2017-12-14 18:30 | 526 | 513
2017-12-14 19:00 | 522 | 510
2017-12-14 19:30 | 518 | 505
2017-12-14 20:00 | 517 | 504
2017-12-14 20:30 | 504 | 490
2017-12-14 21:00 | 497 | 483
2017-12-14 21:30 | 492 | 476
2017-12-14 22:00 | 480 | 463
2017-12-14 22:30 | 465 | 446
2017-12-14 23:00 | 373 | 347
2017-12-14 23:30 | 304 | 269
2017-12-15 | 305 | 269
2017-12-15 00:30 | 308 | 269
2017-12-15 01:00 | 314 | 276
2017-12-15 01:30 | 315 | 278
2017-12-15 02:00 | 299 | 255
2017-12-15 02:30 | 301 | 254
2017-12-15 03:00 | 295 | 246
2017-12-15 03:30 | 308 | 261
2017-12-15 04:00 | 306 | 258
2017-12-15 04:30 | 308 | 260
2017-12-15 05:00 | 309 | 262
2017-12-15 05:30 | 324 | 281
2017-12-15 06:00 | 338 | 299
2017-12-15 06:30 | 353 | 321
2017-12-15 07:00 | 388 | 361
2017-12-15 07:30 | 460 | 438
2017-12-15 08:00 | 483 | 465
2017-12-15 08:30 | 516 | 502
2017-12-15 09:00 | 523 | 511
2017-12-15 09:30 | 505 | 493
2017-12-15 10:00 | 504 | 492
2017-12-15 10:30 | 523 | 511
2017-12-15 11:00 | 521 | 509
2017-12-15 11:30 | 524 | 512
2017-12-15 12:00 | 542 | 531
2017-12-15 12:30 | 510 | 498
2017-12-15 13:00 | 511 | 500
2017-12-15 13:30 | 546 | 537
2017-12-15 14:00 | 539 | 529
2017-12-15 14:30 | 572 | 564
2017-12-15 15:00 | 579 | 571
2017-12-15 15:30 | 600 | 593
2017-12-15 16:00 | 596 | 590
2017-12-15 16:30 | 599 | 593
2017-12-15 17:00 | 610 | 604
2017-12-15 17:30 | 566 | 559
2017-12-15 18:00 | 536 | 527
2017-12-15 18:30 | 539 | 530
2017-12-15 19:00 | 514 | 505
2017-12-15 19:30 | 534 | 525
2017-12-15 20:00 | 526 | 517
2017-12-15 20:30 | 528 | 519
2017-12-15 21:00 | 491 | 479
2017-12-15 21:30 | 490 | 477
2017-12-15 22:00 | 482 | 467
2017-12-15 22:30 | 456 | 438
2017-12-15 23:00 | 354 | 328
2017-12-15 23:30 | 313 | 281
2017-12-16 | 323 | 292
2017-12-16 00:30 | 324 | 288
2017-12-16 01:00 | 330 | 294
2017-12-16 01:30 | 319 | 282
2017-12-16 02:00 | 304 | 263
2017-12-16 02:30 | 292 | 249
2017-12-16 03:00 | 293 | 251
2017-12-16 03:30 | 301 | 260
2017-12-16 04:00 | 301 | 259
2017-12-16 04:30 | 304 | 263
2017-12-16 05:00 | 301 | 259
2017-12-16 05:30 | 312 | 271
2017-12-16 06:00 | 336 | 300
2017-12-16 06:30 | 361 | 328
2017-12-16 07:00 | 415 | 388
2017-12-16 07:30 | 427 | 401
2017-12-16 08:00 | 427 | 401
2017-12-16 08:30 | 441 | 417
2017-12-16 09:00 | 444 | 420
2017-12-16 09:30 | 443 | 423
2017-12-16 10:00 | 467 | 449
2017-12-16 10:30 | 476 | 458
2017-12-16 11:00 | 486 | 469
2017-12-16 11:30 | 470 | 453
2017-12-16 12:00 | 493 | 477
2017-12-16 12:30 | 496 | 480
2017-12-16 13:00 | 476 | 459
2017-12-16 13:30 | 494 | 478
2017-12-16 14:00 | 510 | 495
2017-12-16 14:30 | 533 | 519
2017-12-16 15:00 | 538 | 525
2017-12-16 15:30 | 567 | 555
2017-12-16 16:00 | 531 | 518
2017-12-16 16:30 | 544 | 531
2017-12-16 17:00 | 563 | 552
2017-12-16 17:30 | 540 | 527
2017-12-16 18:00 | 516 | 503
2017-12-16 18:30 | 491 | 475
2017-12-16 19:00 | 507 | 493
2017-12-16 19:30 | 501 | 486
2017-12-16 20:00 | 521 | 507
2017-12-16 20:30 | 489 | 474
2017-12-16 21:00 | 443 | 424
2017-12-16 21:30 | 411 | 390
2017-12-16 22:00 | 340 | 310
2017-12-16 22:30 | 306 | 272
2017-12-16 23:00 | 280 | 241
2017-12-16 23:30 | 276 | 236
2017-12-17 | 267 | 226
2017-12-17 00:30 | 275 | 231
2017-12-17 01:00 | 283 | 241
2017-12-17 01:30 | 278 | 231
2017-12-17 02:00 | 258 | 206
2017-12-17 02:30 | 246 | 189
2017-12-17 03:00 | 247 | 191
2017-12-17 03:30 | 255 | 202
2017-12-17 04:00 | 268 | 218
2017-12-17 04:30 | 280 | 232
2017-12-17 05:00 | 276 | 228
2017-12-17 05:30 | 290 | 245
2017-12-17 06:00 | 309 | 267
2017-12-17 06:30 | 328 | 290
2017-12-17 07:00 | 339 | 302
2017-12-17 07:30 | 356 | 322
2017-12-17 08:00 | 365 | 333
2017-12-17 08:30 | 396 | 366
2017-12-17 09:00 | 423 | 398
2017-12-17 09:30 | 429 | 404
2017-12-17 10:00 | 422 | 397
2017-12-17 10:30 | 413 | 388
2017-12-17 11:00 | 417 | 392
2017-12-17 11:30 | 418 | 393
2017-12-17 12:00 | 429 | 404
2017-12-17 12:30 | 419 | 394
2017-12-17 13:00 | 415 | 389
2017-12-17 13:30 | 415 | 390
2017-12-17 14:00 | 442 | 418
2017-12-17 14:30 | 453 | 431
2017-12-17 15:00 | 463 | 442
2017-12-17 15:30 | 469 | 449
2017-12-17 16:00 | 486 | 467
2017-12-17 16:30 | 499 | 481
2017-12-17 17:00 | 492 | 474
2017-12-17 17:30 | 480 | 461
2017-12-17 18:00 | 471 | 452
2017-12-17 18:30 | 463 | 444
2017-12-17 19:00 | 458 | 439
2017-12-17 19:30 | 461 | 442
2017-12-17 20:00 | 459 | 440
2017-12-17 20:30 | 461 | 441
2017-12-17 21:00 | 439 | 418
2017-12-17 21:30 | 428 | 405
2017-12-17 22:00 | 410 | 384
2017-12-17 22:30 | 406 | 380
2017-12-17 23:00 | 401 | 376
2017-12-17 23:30 | 406 | 380
2017-12-18 | 362 | 329
2017-12-18 00:30 | 308 | 265
2017-12-18 01:00 | 278 | 226
2017-12-18 01:30 | 293 | 244
2017-12-18 02:00 | 299 | 251
2017-12-18 02:30 | 299 | 250
2017-12-18 03:00 | 316 | 271
2017-12-18 03:30 | 316 | 272
2017-12-18 04:00 | 296 | 246
2017-12-18 04:30 | 311 | 265
2017-12-18 05:00 | 319 | 273
2017-12-18 05:30 | 330 | 287
2017-12-18 06:00 | 355 | 320
2017-12-18 06:30 | 421 | 394
2017-12-18 07:00 | 463 | 440
2017-12-18 07:30 | 501 | 485
2017-12-18 08:00 | 533 | 518
2017-12-18 08:30 | 576 | 556
2017-12-18 09:00 | 594 | 572
2017-12-18 09:30 | 587 | 565
2017-12-18 10:00 | 588 | 566
2017-12-18 10:30 | 586 | 563
2017-12-18 11:00 | 590 | 568
2017-12-18 11:30 | 583 | 561
2017-12-18 12:00 | 587 | 564
2017-12-18 12:30 | 598 | 577
2017-12-18 13:00 | 579 | 555
2017-12-18 13:30 | 564 | 540
2017-12-18 14:00 | 574 | 551
2017-12-18 14:30 | 585 | 563
2017-12-18 15:00 | 566 | 542
2017-12-18 15:30 | 566 | 543
2017-12-18 16:00 | 565 | 541
2017-12-18 16:30 | 611 | 591
2017-12-18 17:00 | 633 | 616
2017-12-18 17:30 | 619 | 601
2017-12-18 18:00 | 673 | 658
2017-12-18 18:30 | 599 | 580
2017-12-18 19:00 | 585 | 574
2017-12-18 19:30 | 554 | 541
2017-12-18 20:00 | 544 | 531
2017-12-18 20:30 | 553 | 540
2017-12-18 21:00 | 533 | 518
2017-12-18 21:30 | 526 | 510
2017-12-18 22:00 | 509 | 493
2017-12-18 22:30 | 457 | 437
2017-12-18 23:00 | 350 | 320
2017-12-18 23:30 | 363 | 332
2017-12-19 | 318 | 280
2017-12-19 00:30 | 303 | 258
2017-12-19 01:00 | 316 | 273
2017-12-19 01:30 | 312 | 267
2017-12-19 02:00 | 305 | 257
2017-12-19 02:30 | 309 | 263
2017-12-19 03:00 | 307 | 260
2017-12-19 03:30 | 314 | 268
2017-12-19 04:00 | 310 | 264
2017-12-19 04:30 | 324 | 280
2017-12-19 05:00 | 345 | 305
2017-12-19 05:30 | 412 | 381
2017-12-19 06:00 | 420 | 392
2017-12-19 06:30 | 442 | 418
2017-12-19 07:00 | 458 | 436
2017-12-19 07:30 | 478 | 457
2017-12-19 08:00 | 508 | 489
2017-12-19 08:30 | 521 | 503
2017-12-19 09:00 | 515 | 497
2017-12-19 09:30 | 517 | 501
2017-12-19 10:00 | 527 | 512
2017-12-19 10:30 | 530 | 516
2017-12-19 11:00 | 544 | 530
2017-12-19 11:30 | 575 | 555
2017-12-19 12:00 | 610 | 590
2017-12-19 12:30 | 613 | 593
2017-12-19 13:00 | 604 | 584
2017-12-19 13:30 | 629 | 610
2017-12-19 14:00 | 661 | 645
2017-12-19 14:30 | 652 | 636
2017-12-19 15:00 | 655 | 640
2017-12-19 15:30 | 668 | 654
2017-12-19 16:00 | 650 | 634
2017-12-19 16:30 | 645 | 629
2017-12-19 17:00 | 649 | 634
2017-12-19 17:30 | 643 | 627
2017-12-19 18:00 | 633 | 616
2017-12-19 18:30 | 627 | 610
2017-12-19 19:00 | 633 | 617
2017-12-19 19:30 | 622 | 604
2017-12-19 20:00 | 619 | 602
2017-12-19 20:30 | 623 | 606
2017-12-19 21:00 | 600 | 580
2017-12-19 21:30 | 546 | 533
2017-12-19 22:00 | 552 | 539
2017-12-19 22:30 | 507 | 492
2017-12-19 23:00 | 442 | 422
2017-12-19 23:30 | 393 | 367
2017-12-20 | 355 | 325
2017-12-20 00:30 | 355 | 324
2017-12-20 01:00 | 350 | 318
2017-12-20 01:30 | 343 | 311
2017-12-20 02:00 | 330 | 295
2017-12-20 02:30 | 323 | 287
2017-12-20 03:00 | 337 | 304
2017-12-20 03:30 | 335 | 301
2017-12-20 04:00 | 346 | 314
2017-12-20 04:30 | 347 | 315
2017-12-20 05:00 | 346 | 313
2017-12-20 05:30 | 353 | 321
2017-12-20 06:00 | 379 | 350
2017-12-20 06:30 | 442 | 420
2017-12-20 07:00 | 484 | 466
2017-12-20 07:30 | 505 | 489
2017-12-20 08:00 | 532 | 518
2017-12-20 08:30 | 536 | 512
2017-12-20 09:00 | 544 | 518
2017-12-20 09:30 | 578 | 555
2017-12-20 10:00 | 597 | 576
2017-12-20 10:30 | 577 | 555
2017-12-20 11:00 | 585 | 564
2017-12-20 11:30 | 575 | 553
2017-12-20 12:00 | 571 | 549
2017-12-20 12:30 | 572 | 550
2017-12-20 13:00 | 530 | 504
2017-12-20 13:30 | 553 | 529
2017-12-20 14:00 | 539 | 513
2017-12-20 14:30 | 533 | 507
2017-12-20 15:00 | 512 | 484
2017-12-20 15:30 | 494 | 464
2017-12-20 16:00 | 549 | 524
2017-12-20 16:30 | 537 | 512
2017-12-20 17:00 | 545 | 521
2017-12-20 17:30 | 571 | 549
2017-12-20 18:00 | 566 | 543
2017-12-20 18:30 | 533 | 507
2017-12-20 19:00 | 555 | 531
2017-12-20 19:30 | 568 | 546
2017-12-20 20:00 | 538 | 512
2017-12-20 20:30 | 526 | 511
2017-12-20 21:00 | 512 | 496
2017-12-20 21:30 | 520 | 506
2017-12-20 22:00 | 517 | 502
2017-12-20 22:30 | 460 | 442
2017-12-20 23:00 | 364 | 337
2017-12-20 23:30 | 313 | 279
2017-12-21 | 300 | 263
2017-12-21 00:30 | 293 | 257
2017-12-21 01:00 | 310 | 274
2017-12-21 01:30 | 301 | 263
2017-12-21 02:00 | 289 | 248
2017-12-21 02:30 | 284 | 242
2017-12-21 03:00 | 281 | 237
2017-12-21 03:30 | 285 | 241
2017-12-21 04:00 | 283 | 238
2017-12-21 04:30 | 292 | 249
2017-12-21 05:00 | 293 | 251
2017-12-21 05:30 | 304 | 264
2017-12-21 06:00 | 324 | 289
2017-12-21 06:30 | 357 | 327
2017-12-21 07:00 | 374 | 347
2017-12-21 07:30 | 402 | 377
2017-12-21 08:00 | 430 | 407
2017-12-21 08:30 | 436 | 416
2017-12-21 09:00 | 427 | 407
2017-12-21 09:30 | 425 | 404
2017-12-21 10:00 | 397 | 375
2017-12-21 10:30 | 394 | 372
2017-12-21 11:00 | 398 | 376
2017-12-21 11:30 | 411 | 390
2017-12-21 12:00 | 415 | 394
2017-12-21 12:30 | 437 | 417
2017-12-21 13:00 | 470 | 453
2017-12-21 13:30 | 485 | 469
2017-12-21 14:00 | 481 | 465
2017-12-21 14:30 | 482 | 466
2017-12-21 15:00 | 484 | 466
2017-12-21 15:30 | 509 | 483
2017-12-21 16:00 | 529 | 503
2017-12-21 16:30 | 482 | 451
2017-12-21 17:00 | 569 | 546
2017-12-21 17:30 | 543 | 518
2017-12-21 18:00 | 529 | 503
2017-12-21 18:30 | 519 | 492
2017-12-21 19:00 | 518 | 492
2017-12-21 19:30 | 532 | 507
2017-12-21 20:00 | 450 | 416
2017-12-21 20:30 | 418 | 396
2017-12-21 21:00 | 416 | 396
2017-12-21 21:30 | 424 | 404
2017-12-21 22:00 | 434 | 415
2017-12-21 22:30 | 402 | 381
2017-12-21 23:00 | 348 | 322
2017-12-21 23:30 | 286 | 250
2017-12-22 | 259 | 218
2017-12-22 00:30 | 268 | 228
2017-12-22 01:00 | 285 | 248
2017-12-22 01:30 | 284 | 246
2017-12-22 02:00 | 272 | 233
2017-12-22 02:30 | 271 | 230
2017-12-22 03:00 | 271 | 231
2017-12-22 03:30 | 271 | 231
2017-12-22 04:00 | 278 | 239
2017-12-22 04:30 | 276 | 238
2017-12-22 05:00 | 285 | 248
2017-12-22 05:30 | 298 | 262
2017-12-22 06:00 | 318 | 284
2017-12-22 06:30 | 388 | 363
2017-12-22 07:00 | 443 | 423
2017-12-22 07:30 | 491 | 474
2017-12-22 08:00 | 507 | 492
2017-12-22 08:30 | 512 | 498
2017-12-22 09:00 | 515 | 502
2017-12-22 09:30 | 490 | 475
2017-12-22 10:00 | 493 | 479
2017-12-22 10:30 | 495 | 481
2017-12-22 11:00 | 511 | 497
2017-12-22 11:30 | 527 | 515
2017-12-22 12:00 | 529 | 516
2017-12-22 12:30 | 542 | 530
2017-12-22 13:00 | 527 | 514
2017-12-22 13:30 | 519 | 506
2017-12-22 14:00 | 523 | 510
2017-12-22 14:30 | 522 | 509
2017-12-22 15:00 | 563 | 552
2017-12-22 15:30 | 573 | 562
2017-12-22 16:00 | 569 | 559
2017-12-22 16:30 | 589 | 579
2017-12-22 17:00 | 591 | 582
2017-12-22 17:30 | 579 | 569
2017-12-22 18:00 | 575 | 565
2017-12-22 18:30 | 551 | 540
2017-12-22 19:00 | 550 | 539
2017-12-22 19:30 | 547 | 536
2017-12-22 20:00 | 550 | 539
2017-12-22 20:30 | 556 | 546
2017-12-22 21:00 | 541 | 529
2017-12-22 21:30 | 526 | 513
2017-12-22 22:00 | 496 | 482
2017-12-22 22:30 | 465 | 447
2017-12-22 23:00 | 443 | 423
2017-12-22 23:30 | 427 | 406
2017-12-23 | 383 | 357
2017-12-23 00:30 | 345 | 315
2017-12-23 01:00 | 304 | 269
2017-12-23 01:30 | 282 | 243
2017-12-23 02:00 | 269 | 222
2017-12-23 02:30 | 257 | 207
2017-12-23 03:00 | 266 | 217
2017-12-23 03:30 | 276 | 229
2017-12-23 04:00 | 272 | 224
2017-12-23 04:30 | 272 | 224
2017-12-23 05:00 | 272 | 225
2017-12-23 05:30 | 282 | 236
2017-12-23 06:00 | 311 | 270
2017-12-23 06:30 | 353 | 319
2017-12-23 07:00 | 352 | 318
2017-12-23 07:30 | 347 | 313
2017-12-23 08:00 | 349 | 316
2017-12-23 08:30 | 358 | 327
2017-12-23 09:00 | 351 | 319
2017-12-23 09:30 | 362 | 333
2017-12-23 10:00 | 355 | 327
2017-12-23 10:30 | 364 | 337
2017-12-23 11:00 | 372 | 347
2017-12-23 11:30 | 388 | 364
2017-12-23 12:00 | 397 | 374
2017-12-23 12:30 | 405 | 382
2017-12-23 13:00 | 461 | 442
2017-12-23 13:30 | 426 | 404
2017-12-23 14:00 | 449 | 429
2017-12-23 14:30 | 471 | 453
2017-12-23 15:00 | 442 | 423
2017-12-23 15:30 | 495 | 479
2017-12-23 16:00 | 533 | 519
2017-12-23 16:30 | 568 | 556
2017-12-23 17:00 | 595 | 585
2017-12-23 17:30 | 589 | 579
2017-12-23 18:00 | 581 | 570
2017-12-23 18:30 | 543 | 530
2017-12-23 19:00 | 539 | 526
2017-12-23 19:30 | 549 | 537
2017-12-23 20:00 | 518 | 504
2017-12-23 20:30 | 509 | 494
2017-12-23 21:00 | 467 | 449
2017-12-23 21:30 | 471 | 453
2017-12-23 22:00 | 427 | 405
2017-12-23 22:30 | 391 | 366
2017-12-23 23:00 | 392 | 367
2017-12-23 23:30 | 391 | 366
2017-12-24 | 386 | 360
2017-12-24 00:30 | 367 | 339
2017-12-24 01:00 | 341 | 308
2017-12-24 01:30 | 328 | 292
2017-12-24 02:00 | 301 | 261
2017-12-24 02:30 | 297 | 256
2017-12-24 03:00 | 283 | 238
2017-12-24 03:30 | 286 | 243
2017-12-24 04:00 | 294 | 251
2017-12-24 04:30 | 327 | 289
2017-12-24 05:00 | 338 | 301
2017-12-24 05:30 | 375 | 342
2017-12-24 06:00 | 381 | 349
2017-12-24 06:30 | 394 | 364
2017-12-24 07:00 | 390 | 360
2017-12-24 07:30 | 395 | 365
2017-12-24 08:00 | 396 | 366
2017-12-24 08:30 | 426 | 400
2017-12-24 09:00 | 441 | 417
2017-12-24 09:30 | 448 | 425
2017-12-24 10:00 | 447 | 424
2017-12-24 10:30 | 454 | 432
2017-12-24 11:00 | 480 | 459
2017-12-24 11:30 | 522 | 504
2017-12-24 12:00 | 548 | 532
2017-12-24 12:30 | 536 | 519
2017-12-24 13:00 | 530 | 513
2017-12-24 13:30 | 560 | 545
2017-12-24 14:00 | 580 | 566
2017-12-24 14:30 | 563 | 548
2017-12-24 15:00 | 543 | 527
2017-12-24 15:30 | 544 | 527
2017-12-24 16:00 | 558 | 543
2017-12-24 16:30 | 567 | 554
2017-12-24 17:00 | 587 | 575
2017-12-24 17:30 | 584 | 573
2017-12-24 18:00 | 545 | 532
2017-12-24 18:30 | 540 | 527
2017-12-24 19:00 | 531 | 517
2017-12-24 19:30 | 522 | 508
2017-12-24 20:00 | 526 | 512
2017-12-24 20:30 | 508 | 493
2017-12-24 21:00 | 493 | 476
2017-12-24 21:30 | 488 | 471
2017-12-24 22:00 | 473 | 455
2017-12-24 22:30 | 482 | 465
2017-12-24 23:00 | 472 | 453
2017-12-24 23:30 | 465 | 444
2017-12-25 | 462 | 441
2017-12-25 00:30 | 456 | 434
2017-12-25 01:00 | 435 | 408
2017-12-25 01:30 | 415 | 386
2017-12-25 02:00 | 400 | 370
2017-12-25 02:30 | 397 | 366
2017-12-25 03:00 | 400 | 368
2017-12-25 03:30 | 374 | 340
2017-12-25 04:00 | 343 | 305
2017-12-25 04:30 | 387 | 354
2017-12-25 05:00 | 401 | 369
2017-12-25 05:30 | 426 | 396
2017-12-25 06:00 | 452 | 425
2017-12-25 06:30 | 444 | 416
2017-12-25 07:00 | 445 | 419
2017-12-25 07:30 | 473 | 448
2017-12-25 08:00 | 490 | 467
2017-12-25 08:30 | 513 | 493
2017-12-25 09:00 | 516 | 497
2017-12-25 09:30 | 515 | 496
2017-12-25 10:00 | 522 | 503
2017-12-25 10:30 | 512 | 495
2017-12-25 11:00 | 496 | 477
2017-12-25 11:30 | 487 | 469
2017-12-25 12:00 | 488 | 469
2017-12-25 12:30 | 478 | 458
2017-12-25 13:00 | 514 | 497
2017-12-25 13:30 | 498 | 480
2017-12-25 14:00 | 508 | 490
2017-12-25 14:30 | 518 | 501
2017-12-25 15:00 | 536 | 520
2017-12-25 15:30 | 572 | 555
2017-12-25 16:00 | 595 | 572
2017-12-25 16:30 | 619 | 598
2017-12-25 17:00 | 617 | 597
2017-12-25 17:30 | 591 | 568
2017-12-25 18:00 | 561 | 535
2017-12-25 18:30 | 556 | 529
2017-12-25 19:00 | 555 | 529
2017-12-25 19:30 | 544 | 516
2017-12-25 20:00 | 542 | 514
2017-12-25 20:30 | 520 | 501
2017-12-25 21:00 | 526 | 511
2017-12-25 21:30 | 549 | 535
2017-12-25 22:00 | 543 | 528
2017-12-25 22:30 | 534 | 518
2017-12-25 23:00 | 550 | 536
2017-12-25 23:30 | 531 | 515
2017-12-26 | 469 | 449
2017-12-26 00:30 | 448 | 426
2017-12-26 01:00 | 443 | 420
2017-12-26 01:30 | 425 | 399
2017-12-26 02:00 | 379 | 348
2017-12-26 02:30 | 376 | 345
2017-12-26 03:00 | 368 | 336
2017-12-26 03:30 | 359 | 325
2017-12-26 04:00 | 360 | 327
2017-12-26 04:30 | 349 | 315
2017-12-26 05:00 | 349 | 315
2017-12-26 05:30 | 353 | 318
2017-12-26 06:00 | 366 | 333
2017-12-26 06:30 | 391 | 361
2017-12-26 07:00 | 429 | 403
2017-12-26 07:30 | 431 | 407
2017-12-26 08:00 | 438 | 415
2017-12-26 08:30 | 491 | 473
2017-12-26 09:00 | 513 | 496
2017-12-26 09:30 | 484 | 466
2017-12-26 10:00 | 478 | 459
2017-12-26 10:30 | 468 | 449
2017-12-26 11:00 | 441 | 419
2017-12-26 11:30 | 465 | 444
2017-12-26 12:00 | 506 | 488
2017-12-26 12:30 | 498 | 480
2017-12-26 13:00 | 509 | 492
2017-12-26 13:30 | 536 | 515
2017-12-26 14:00 | 542 | 514
2017-12-26 14:30 | 548 | 520
2017-12-26 15:00 | 555 | 528
2017-12-26 15:30 | 567 | 542
2017-12-26 16:00 | 530 | 501
2017-12-26 16:30 | 516 | 485
2017-12-26 17:00 | 516 | 486
2017-12-26 17:30 | 511 | 481
2017-12-26 18:00 | 497 | 465
2017-12-26 18:30 | 492 | 458
2017-12-26 19:00 | 494 | 461
2017-12-26 19:30 | 492 | 459
2017-12-26 20:00 | 479 | 445
2017-12-26 20:30 | 450 | 428
2017-12-26 21:00 | 435 | 412
2017-12-26 21:30 | 401 | 376
2017-12-26 22:00 | 374 | 346
2017-12-26 22:30 | 397 | 372
2017-12-26 23:00 | 401 | 376
2017-12-26 23:30 | 395 | 369
2017-12-27 | 387 | 360
2017-12-27 00:30 | 385 | 357
2017-12-27 01:00 | 389 | 361
2017-12-27 01:30 | 368 | 336
2017-12-27 02:00 | 347 | 312
2017-12-27 02:30 | 332 | 296
2017-12-27 03:00 | 344 | 310
2017-12-27 03:30 | 338 | 302
2017-12-27 04:00 | 342 | 307
2017-12-27 04:30 | 358 | 323
2017-12-27 05:00 | 364 | 331
2017-12-27 05:30 | 373 | 341
2017-12-27 06:00 | 402 | 373
2017-12-27 06:30 | 408 | 380
2017-12-27 07:00 | 437 | 413
2017-12-27 07:30 | 464 | 442
2017-12-27 08:00 | 458 | 436
2017-12-27 08:30 | 471 | 451
2017-12-27 09:00 | 475 | 456
2017-12-27 09:30 | 500 | 483
2017-12-27 10:00 | 516 | 501
2017-12-27 10:30 | 512 | 496
2017-12-27 11:00 | 522 | 507
2017-12-27 11:30 | 539 | 515
2017-12-27 12:00 | 539 | 514
2017-12-27 12:30 | 527 | 499
2017-12-27 13:00 | 515 | 487
2017-12-27 13:30 | 508 | 478
2017-12-27 14:00 | 501 | 471
2017-12-27 14:30 | 506 | 477
2017-12-27 15:00 | 526 | 500
2017-12-27 15:30 | 514 | 487
2017-12-27 16:00 | 507 | 479
2017-12-27 16:30 | 525 | 499
2017-12-27 17:00 | 537 | 513
2017-12-27 17:30 | 521 | 495
2017-12-27 18:00 | 504 | 476
2017-12-27 18:30 | 512 | 485
2017-12-27 19:00 | 538 | 513
2017-12-27 19:30 | 542 | 519
2017-12-27 20:00 | 531 | 512
2017-12-27 20:30 | 491 | 476
2017-12-27 21:00 | 482 | 466
2017-12-27 21:30 | 476 | 460
2017-12-27 22:00 | 469 | 452
2017-12-27 22:30 | 471 | 453
2017-12-27 23:00 | 475 | 458
2017-12-27 23:30 | 460 | 441
2017-12-28 | 447 | 427
2017-12-28 00:30 | 443 | 422
2017-12-28 01:00 | 439 | 417
2017-12-28 01:30 | 363 | 333
2017-12-28 02:00 | 348 | 316
2017-12-28 02:30 | 353 | 321
2017-12-28 03:00 | 371 | 341
2017-12-28 03:30 | 380 | 352
2017-12-28 04:00 | 399 | 371
2017-12-28 04:30 | 447 | 424
2017-12-28 05:00 | 477 | 457
2017-12-28 05:30 | 481 | 461
2017-12-28 06:00 | 490 | 471
2017-12-28 06:30 | 497 | 478
2017-12-28 07:00 | 506 | 489
2017-12-28 07:30 | 517 | 501
2017-12-28 08:00 | 455 | 434
2017-12-28 08:30 | 458 | 438
2017-12-28 09:00 | 528 | 513
2017-12-28 09:30 | 555 | 541
2017-12-28 10:00 | 555 | 542
2017-12-28 10:30 | 548 | 534
2017-12-28 11:00 | 534 | 520
2017-12-28 11:30 | 535 | 520
2017-12-28 12:00 | 535 | 520
2017-12-28 12:30 | 526 | 511
2017-12-28 13:00 | 558 | 545
2017-12-28 13:30 | 581 | 569
2017-12-28 14:00 | 581 | 569
2017-12-28 14:30 | 569 | 557
2017-12-28 15:00 | 558 | 546
2017-12-28 15:30 | 555 | 544
2017-12-28 16:00 | 566 | 555
2017-12-28 16:30 | 587 | 578
2017-12-28 17:00 | 607 | 600
2017-12-28 17:30 | 627 | 620
2017-12-28 18:00 | 630 | 624
2017-12-28 18:30 | 623 | 617
2017-12-28 19:00 | 622 | 615
2017-12-28 19:30 | 622 | 616
2017-12-28 20:00 | 615 | 608
2017-12-28 20:30 | 561 | 551
2017-12-28 21:00 | 547 | 537
2017-12-28 21:30 | 562 | 552
2017-12-28 22:00 | 548 | 536
2017-12-28 22:30 | 555 | 543
2017-12-28 23:00 | 559 | 548
2017-12-28 23:30 | 546 | 534
2017-12-29 | 509 | 495
2017-12-29 00:30 | 490 | 474
2017-12-29 01:00 | 513 | 498
2017-12-29 01:30 | 478 | 461
2017-12-29 02:00 | 448 | 429
2017-12-29 02:30 | 436 | 414
2017-12-29 03:00 | 439 | 418
2017-12-29 03:30 | 435 | 413
2017-12-29 04:00 | 428 | 406
2017-12-29 04:30 | 489 | 471
2017-12-29 05:00 | 485 | 467
2017-12-29 05:30 | 487 | 469
2017-12-29 06:00 | 452 | 431
2017-12-29 06:30 | 480 | 461
2017-12-29 07:00 | 499 | 483
2017-12-29 07:30 | 575 | 562
2017-12-29 08:00 | 628 | 619
2017-12-29 08:30 | 677 | 663
2017-12-29 09:00 | 679 | 665
2017-12-29 09:30 | 688 | 675
2017-12-29 10:00 | 688 | 675
2017-12-29 10:30 | 675 | 661
2017-12-29 11:00 | 655 | 639
2017-12-29 11:30 | 639 | 622
2017-12-29 12:00 | 653 | 638
2017-12-29 12:30 | 673 | 659
2017-12-29 13:00 | 671 | 658
2017-12-29 13:30 | 629 | 612
2017-12-29 14:00 | 619 | 602
2017-12-29 14:30 | 632 | 616
2017-12-29 15:00 | 652 | 637
2017-12-29 15:30 | 663 | 649
2017-12-29 16:00 | 668 | 654
2017-12-29 16:30 | 663 | 649
2017-12-29 17:00 | 655 | 641
2017-12-29 17:30 | 652 | 638
2017-12-29 18:00 | 678 | 664
2017-12-29 18:30 | 653 | 634
2017-12-29 19:00 | 672 | 655
2017-12-29 19:30 | 676 | 659
2017-12-29 20:00 | 675 | 657
2017-12-29 20:30 | 636 | 622
2017-12-29 21:00 | 605 | 593
2017-12-29 21:30 | 574 | 560
2017-12-29 22:00 | 555 | 541
2017-12-29 22:30 | 506 | 492
2017-12-29 23:00 | 502 | 485
2017-12-29 23:30 | 507 | 490
2017-12-30 | 500 | 482
2017-12-30 00:30 | 420 | 396
2017-12-30 01:00 | 407 | 382
2017-12-30 01:30 | 384 | 357
2017-12-30 02:00 | 310 | 271
2017-12-30 02:30 | 298 | 257
2017-12-30 03:00 | 305 | 264
2017-12-30 03:30 | 327 | 289
2017-12-30 04:00 | 327 | 290
2017-12-30 04:30 | 305 | 263
2017-12-30 05:00 | 278 | 232
2017-12-30 05:30 | 263 | 212
2017-12-30 06:00 | 293 | 250
2017-12-30 06:30 | 322 | 286
2017-12-30 07:00 | 351 | 319
2017-12-30 07:30 | 373 | 345
2017-12-30 08:00 | 383 | 356
2017-12-30 08:30 | 379 | 351
2017-12-30 09:00 | 368 | 340
2017-12-30 09:30 | 367 | 340
2017-12-30 10:00 | 373 | 347
2017-12-30 10:30 | 394 | 370
2017-12-30 11:00 | 446 | 426
2017-12-30 11:30 | 435 | 415
2017-12-30 12:00 | 444 | 424
2017-12-30 12:30 | 448 | 429
2017-12-30 13:00 | 461 | 442
2017-12-30 13:30 | 466 | 448
2017-12-30 14:00 | 452 | 432
2017-12-30 14:30 | 466 | 447
2017-12-30 15:00 | 494 | 477
2017-12-30 15:30 | 499 | 483
2017-12-30 16:00 | 507 | 492
2017-12-30 16:30 | 510 | 495
2017-12-30 17:00 | 523 | 509
2017-12-30 17:30 | 512 | 497
2017-12-30 18:00 | 519 | 505
2017-12-30 18:30 | 510 | 496
2017-12-30 19:00 | 507 | 493
2017-12-30 19:30 | 510 | 497
2017-12-30 20:00 | 507 | 493
2017-12-30 20:30 | 508 | 493
2017-12-30 21:00 | 491 | 476
2017-12-30 21:30 | 494 | 479
2017-12-30 22:00 | 494 | 479
2017-12-30 22:30 | 486 | 470
2017-12-30 23:00 | 482 | 465
2017-12-30 23:30 | 483 | 464
2017-12-31 | 462 | 441
2017-12-31 00:30 | 398 | 373
2017-12-31 01:00 | 402 | 377
2017-12-31 01:30 | 402 | 376
2017-12-31 02:00 | 379 | 352
2017-12-31 02:30 | 374 | 342
2017-12-31 03:00 | 372 | 340
2017-12-31 03:30 | 372 | 340
2017-12-31 04:00 | 389 | 359
2017-12-31 04:30 | 354 | 320
2017-12-31 05:00 | 347 | 313
2017-12-31 05:30 | 364 | 331
2017-12-31 06:00 | 396 | 366
2017-12-31 06:30 | 392 | 362
2017-12-31 07:00 | 390 | 360
2017-12-31 07:30 | 383 | 353
2017-12-31 08:00 | 383 | 354
2017-12-31 08:30 | 388 | 360
2017-12-31 09:00 | 388 | 360
2017-12-31 09:30 | 400 | 374
2017-12-31 10:00 | 392 | 365
2017-12-31 10:30 | 400 | 376
2017-12-31 11:00 | 409 | 387
2017-12-31 11:30 | 438 | 417
2017-12-31 12:00 | 449 | 430
2017-12-31 12:30 | 453 | 434
2017-12-31 13:00 | 469 | 452
2017-12-31 13:30 | 495 | 480
2017-12-31 14:00 | 501 | 486
2017-12-31 14:30 | 503 | 483
2017-12-31 15:00 | 533 | 508
2017-12-31 15:30 | 476 | 446
2017-12-31 16:00 | 454 | 422
2017-12-31 16:30 | 432 | 402
2017-12-31 17:00 | 420 | 401
2017-12-31 17:30 | 408 | 387
2017-12-31 18:00 | 425 | 406
2017-12-31 18:30 | 433 | 414
2017-12-31 19:00 | 441 | 423
2017-12-31 19:30 | 443 | 425
2017-12-31 20:00 | 456 | 439
2017-12-31 20:30 | 450 | 432
2017-12-31 21:00 | 457 | 439
2017-12-31 21:30 | 494 | 478
2017-12-31 22:00 | 487 | 470
2017-12-31 22:30 | 497 | 481
2017-12-31 23:00 | 512 | 496
2017-12-31 23:30 | 531 | 516
2018-01-01 | 515 | 499
2018-01-01 00:30 | 513 | 497
2018-01-01 01:00 | 512 | 496
2018-01-01 01:30 | 495 | 477
2018-01-01 02:00 | 463 | 443
2018-01-01 02:30 | 447 | 426
2018-01-01 03:00 | 440 | 418
2018-01-01 03:30 | 443 | 421
2018-01-01 04:00 | 425 | 402
2018-01-01 04:30 | 420 | 396
2018-01-01 05:00 | 424 | 401
2018-01-01 05:30 | 419 | 395
2018-01-01 06:00 | 432 | 409
2018-01-01 06:30 | 436 | 414
2018-01-01 07:00 | 444 | 422
2018-01-01 07:30 | 456 | 436
2018-01-01 08:00 | 450 | 429
2018-01-01 08:30 | 487 | 468
2018-01-01 09:00 | 517 | 501
2018-01-01 09:30 | 533 | 518
2018-01-01 10:00 | 549 | 536
2018-01-01 10:30 | 545 | 532
2018-01-01 11:00 | 461 | 443
2018-01-01 11:30 | 421 | 401
2018-01-01 12:00 | 401 | 379
2018-01-01 12:30 | 402 | 381
2018-01-01 13:00 | 390 | 368
2018-01-01 13:30 | 409 | 388
2018-01-01 14:00 | 444 | 426
2018-01-01 14:30 | 440 | 422
2018-01-01 15:00 | 450 | 434
2018-01-01 15:30 | 516 | 504
2018-01-01 16:00 | 528 | 517
2018-01-01 16:30 | 526 | 514
2018-01-01 17:00 | 519 | 507
2018-01-01 17:30 | 484 | 471
2018-01-01 18:00 | 480 | 466
2018-01-01 18:30 | 465 | 451
2018-01-01 19:00 | 475 | 460
2018-01-01 19:30 | 467 | 452
2018-01-01 20:00 | 449 | 433
2018-01-01 20:30 | 459 | 442
2018-01-01 21:00 | 443 | 425
2018-01-01 21:30 | 410 | 390
2018-01-01 22:00 | 401 | 380
2018-01-01 22:30 | 372 | 349
2018-01-01 23:00 | 356 | 332
2018-01-01 23:30 | 301 | 271
2018-01-02 | 289 | 256
2018-01-02 00:30 | 285 | 250
2018-01-02 01:00 | 281 | 245
2018-01-02 01:30 | 276 | 238
2018-01-02 02:00 | 267 | 228
2018-01-02 02:30 | 255 | 215
2018-01-02 03:00 | 255 | 214
2018-01-02 03:30 | 264 | 225
2018-01-02 04:00 | 268 | 230
2018-01-02 04:30 | 263 | 223
2018-01-02 05:00 | 262 | 221
2018-01-02 05:30 | 266 | 226
2018-01-02 06:00 | 290 | 254
2018-01-02 06:30 | 330 | 300
2018-01-02 07:00 | 353 | 327
2018-01-02 07:30 | 393 | 370
2018-01-02 08:00 | 405 | 382
2018-01-02 08:30 | 412 | 391
2018-01-02 09:00 | 427 | 407
2018-01-02 09:30 | 425 | 405
2018-01-02 10:00 | 432 | 413
2018-01-02 10:30 | 439 | 421
2018-01-02 11:00 | 418 | 398
2018-01-02 11:30 | 405 | 384
2018-01-02 12:00 | 418 | 399
2018-01-02 12:30 | 397 | 376
2018-01-02 13:00 | 389 | 367
2018-01-02 13:30 | 388 | 366
2018-01-02 14:00 | 408 | 388
2018-01-02 14:30 | 427 | 409
2018-01-02 15:00 | 422 | 405
2018-01-02 15:30 | 448 | 433
2018-01-02 16:00 | 471 | 458
2018-01-02 16:30 | 417 | 400
2018-01-02 17:00 | 394 | 375
2018-01-02 17:30 | 380 | 360
2018-01-02 18:00 | 388 | 369
2018-01-02 18:30 | 396 | 377
2018-01-02 19:00 | 421 | 404
2018-01-02 19:30 | 381 | 361
2018-01-02 20:00 | 396 | 377
2018-01-02 20:30 | 379 | 358
2018-01-02 21:00 | 357 | 334
2018-01-02 21:30 | 352 | 327
2018-01-02 22:00 | 351 | 326
2018-01-02 22:30 | 370 | 346
2018-01-02 23:00 | 326 | 297
2018-01-02 23:30 | 294 | 259
2018-01-03 | 289 | 252
2018-01-03 00:30 | 284 | 242
2018-01-03 01:00 | 289 | 248
2018-01-03 01:30 | 276 | 232
2018-01-03 02:00 | 265 | 219
2018-01-03 02:30 | 266 | 217
2018-01-03 03:00 | 275 | 226
2018-01-03 03:30 | 274 | 225
2018-01-03 04:00 | 275 | 226
2018-01-03 04:30 | 271 | 220
2018-01-03 05:00 | 277 | 229
2018-01-03 05:30 | 296 | 251
2018-01-03 06:00 | 324 | 284
2018-01-03 06:30 | 353 | 317
2018-01-03 07:00 | 385 | 354
2018-01-03 07:30 | 400 | 371
2018-01-03 08:00 | 395 | 367
2018-01-03 08:30 | 389 | 363
2018-01-03 09:00 | 397 | 373
2018-01-03 09:30 | 391 | 367
2018-01-03 10:00 | 392 | 368
2018-01-03 10:30 | 376 | 350
2018-01-03 11:00 | 375 | 350
2018-01-03 11:30 | 377 | 352
2018-01-03 12:00 | 369 | 344
2018-01-03 12:30 | 377 | 352
2018-01-03 13:00 | 385 | 361
2018-01-03 13:30 | 383 | 359
2018-01-03 14:00 | 430 | 410
2018-01-03 14:30 | 433 | 414
2018-01-03 15:00 | 424 | 404
2018-01-03 15:30 | 419 | 399
2018-01-03 16:00 | 422 | 403
2018-01-03 16:30 | 414 | 395
2018-01-03 17:00 | 398 | 377
2018-01-03 17:30 | 380 | 357
2018-01-03 18:00 | 372 | 349
2018-01-03 18:30 | 382 | 359
2018-01-03 19:00 | 380 | 357
2018-01-03 19:30 | 384 | 361
2018-01-03 20:00 | 374 | 350
2018-01-03 20:30 | 381 | 357
2018-01-03 21:00 | 365 | 340
2018-01-03 21:30 | 387 | 363
2018-01-03 22:00 | 384 | 358
2018-01-03 22:30 | 395 | 369
2018-01-03 23:00 | 345 | 314
2018-01-03 23:30 | 319 | 284
2018-01-04 | 314 | 276
2018-01-04 00:30 | 295 | 254
2018-01-04 01:00 | 292 | 250
2018-01-04 01:30 | 279 | 235
2018-01-04 02:00 | 277 | 230
2018-01-04 02:30 | 272 | 225
2018-01-04 03:00 | 276 | 230
2018-01-04 03:30 | 266 | 217
2018-01-04 04:00 | 278 | 232
2018-01-04 04:30 | 283 | 239
2018-01-04 05:00 | 287 | 243
2018-01-04 05:30 | 300 | 258
2018-01-04 06:00 | 318 | 279
2018-01-04 06:30 | 379 | 349
2018-01-04 07:00 | 417 | 393
2018-01-04 07:30 | 411 | 387
2018-01-04 08:00 | 402 | 377
2018-01-04 08:30 | 434 | 412
2018-01-04 09:00 | 437 | 416
2018-01-04 09:30 | 426 | 404
2018-01-04 10:00 | 428 | 407
2018-01-04 10:30 | 414 | 391
2018-01-04 11:00 | 413 | 390
2018-01-04 11:30 | 405 | 382
2018-01-04 12:00 | 416 | 394
2018-01-04 12:30 | 391 | 366
2018-01-04 13:00 | 378 | 352
2018-01-04 13:30 | 381 | 356
2018-01-04 14:00 | 423 | 402
2018-01-04 14:30 | 458 | 440
2018-01-04 15:00 | 464 | 446
2018-01-04 15:30 | 472 | 454
2018-01-04 16:00 | 482 | 465
2018-01-04 16:30 | 476 | 459
2018-01-04 17:00 | 442 | 423
2018-01-04 17:30 | 404 | 382
2018-01-04 18:00 | 397 | 374
2018-01-04 18:30 | 390 | 367
2018-01-04 19:00 | 391 | 367
2018-01-04 19:30 | 400 | 377
2018-01-04 20:00 | 397 | 374
2018-01-04 20:30 | 372 | 346
2018-01-04 21:00 | 367 | 341
2018-01-04 21:30 | 358 | 331
2018-01-04 22:00 | 324 | 290
2018-01-04 22:30 | 351 | 319
2018-01-04 23:00 | 300 | 262
2018-01-04 23:30 | 248 | 199
2018-01-05 | 258 | 211
2018-01-05 00:30 | 257 | 209
2018-01-05 01:00 | 250 | 199
2018-01-05 01:30 | 250 | 199
2018-01-05 02:00 | 237 | 182
2018-01-05 02:30 | 243 | 189
2018-01-05 03:00 | 229 | 168
2018-01-05 03:30 | 238 | 180
2018-01-05 04:00 | 245 | 191
2018-01-05 04:30 | 251 | 199
2018-01-05 05:00 | 264 | 216
2018-01-05 05:30 | 285 | 241
2018-01-05 06:00 | 300 | 259
2018-01-05 06:30 | 347 | 313
2018-01-05 07:00 | 385 | 358
2018-01-05 07:30 | 377 | 349
2018-01-05 08:00 | 368 | 340
2018-01-05 08:30 | 408 | 385
2018-01-05 09:00 | 414 | 391
2018-01-05 09:30 | 426 | 405
2018-01-05 10:00 | 435 | 414
2018-01-05 10:30 | 457 | 438
2018-01-05 11:00 | 438 | 417
2018-01-05 11:30 | 439 | 418
2018-01-05 12:00 | 451 | 431
2018-01-05 12:30 | 451 | 432
2018-01-05 13:00 | 460 | 440
2018-01-05 13:30 | 472 | 454
2018-01-05 14:00 | 498 | 481
2018-01-05 14:30 | 499 | 483
2018-01-05 15:00 | 507 | 491
2018-01-05 15:30 | 527 | 512
2018-01-05 16:00 | 546 | 532
2018-01-05 16:30 | 546 | 532
2018-01-05 17:00 | 547 | 533
2018-01-05 17:30 | 526 | 512
2018-01-05 18:00 | 490 | 473
2018-01-05 18:30 | 450 | 431
2018-01-05 19:00 | 438 | 417
2018-01-05 19:30 | 437 | 417
2018-01-05 20:00 | 464 | 446
2018-01-05 20:30 | 469 | 451
2018-01-05 21:00 | 459 | 440
2018-01-05 21:30 | 415 | 393
2018-01-05 22:00 | 366 | 338
2018-01-05 22:30 | 380 | 352
2018-01-05 23:00 | 329 | 295
2018-01-05 23:30 | 313 | 275
2018-01-06 | 306 | 265
2018-01-06 00:30 | 301 | 257
2018-01-06 01:00 | 307 | 261
2018-01-06 01:30 | 295 | 247
2018-01-06 02:00 | 278 | 226
2018-01-06 02:30 | 263 | 207
2018-01-06 03:00 | 259 | 203
2018-01-06 03:30 | 285 | 234
2018-01-06 04:00 | 285 | 235
2018-01-06 04:30 | 285 | 235
2018-01-06 05:00 | 284 | 232
2018-01-06 05:30 | 300 | 252
2018-01-06 06:00 | 312 | 266
2018-01-06 06:30 | 355 | 318
2018-01-06 07:00 | 365 | 328
2018-01-06 07:30 | 367 | 331
2018-01-06 08:00 | 381 | 347
2018-01-06 08:30 | 374 | 340
2018-01-06 09:00 | 370 | 335
2018-01-06 09:30 | 371 | 338
2018-01-06 10:00 | 422 | 396
2018-01-06 10:30 | 410 | 384
2018-01-06 11:00 | 341 | 309
2018-01-06 11:30 | 356 | 325
2018-01-06 12:00 | 357 | 326
2018-01-06 12:30 | 398 | 371
2018-01-06 13:00 | 423 | 399
2018-01-06 13:30 | 414 | 388
2018-01-06 14:00 | 442 | 418
2018-01-06 14:30 | 401 | 374
2018-01-06 15:00 | 419 | 394
2018-01-06 15:30 | 500 | 481
2018-01-06 16:00 | 550 | 535
2018-01-06 16:30 | 515 | 499
2018-01-06 17:00 | 493 | 476
2018-01-06 17:30 | 493 | 476
2018-01-06 18:00 | 496 | 480
2018-01-06 18:30 | 492 | 476
2018-01-06 19:00 | 483 | 466
2018-01-06 19:30 | 477 | 460
2018-01-06 20:00 | 502 | 486
2018-01-06 20:30 | 496 | 480
2018-01-06 21:00 | 469 | 451
2018-01-06 21:30 | 460 | 441
2018-01-06 22:00 | 429 | 408
2018-01-06 22:30 | 408 | 383
2018-01-06 23:00 | 368 | 339
2018-01-06 23:30 | 310 | 274
2018-01-07 | 291 | 251
2018-01-07 00:30 | 300 | 260
2018-01-07 01:00 | 304 | 263
2018-01-07 01:30 | 300 | 256
2018-01-07 02:00 | 287 | 239
2018-01-07 02:30 | 286 | 239
2018-01-07 03:00 | 286 | 238
2018-01-07 03:30 | 281 | 231
2018-01-07 04:00 | 280 | 230
2018-01-07 04:30 | 280 | 231
2018-01-07 05:00 | 272 | 222
2018-01-07 05:30 | 288 | 241
2018-01-07 06:00 | 315 | 273
2018-01-07 06:30 | 347 | 312
2018-01-07 07:00 | 353 | 321
2018-01-07 07:30 | 372 | 341
2018-01-07 08:00 | 387 | 359
2018-01-07 08:30 | 407 | 381
2018-01-07 09:00 | 422 | 397
2018-01-07 09:30 | 419 | 395
2018-01-07 10:00 | 467 | 447
2018-01-07 10:30 | 498 | 480
2018-01-07 11:00 | 505 | 488
2018-01-07 11:30 | 486 | 467
2018-01-07 12:00 | 515 | 499
2018-01-07 12:30 | 511 | 494
2018-01-07 13:00 | 523 | 507
2018-01-07 13:30 | 540 | 517
2018-01-07 14:00 | 558 | 532
2018-01-07 14:30 | 590 | 567
2018-01-07 15:00 | 605 | 583
2018-01-07 15:30 | 618 | 598
2018-01-07 16:00 | 626 | 607
2018-01-07 16:30 | 646 | 628
2018-01-07 17:00 | 645 | 628
2018-01-07 17:30 | 635 | 617
2018-01-07 18:00 | 604 | 584
2018-01-07 18:30 | 587 | 566
2018-01-07 19:00 | 582 | 561
2018-01-07 19:30 | 566 | 543
2018-01-07 20:00 | 542 | 518
2018-01-07 20:30 | 528 | 502
2018-01-07 21:00 | 446 | 425
2018-01-07 21:30 | 438 | 419
2018-01-07 22:00 | 428 | 408
2018-01-07 22:30 | 444 | 424
2018-01-07 23:00 | 380 | 356
2018-01-07 23:30 | 331 | 300
2018-01-08 | 305 | 269
2018-01-08 00:30 | 307 | 271
2018-01-08 01:00 | 318 | 283
2018-01-08 01:30 | 296 | 251
2018-01-08 02:00 | 286 | 240
2018-01-08 02:30 | 291 | 246
2018-01-08 03:00 | 293 | 249
2018-01-08 03:30 | 291 | 246
2018-01-08 04:00 | 287 | 241
2018-01-08 04:30 | 297 | 252
2018-01-08 05:00 | 297 | 252
2018-01-08 05:30 | 307 | 264
2018-01-08 06:00 | 330 | 292
2018-01-08 06:30 | 399 | 372
2018-01-08 07:00 | 446 | 425
2018-01-08 07:30 | 465 | 446
2018-01-08 08:00 | 495 | 478
2018-01-08 08:30 | 507 | 492
2018-01-08 09:00 | 514 | 500
2018-01-08 09:30 | 519 | 505
2018-01-08 10:00 | 531 | 518
2018-01-08 10:30 | 528 | 514
2018-01-08 11:00 | 556 | 540
2018-01-08 11:30 | 536 | 512
2018-01-08 12:00 | 532 | 506
2018-01-08 12:30 | 571 | 548
2018-01-08 13:00 | 580 | 559
2018-01-08 13:30 | 621 | 602
2018-01-08 14:00 | 634 | 618
2018-01-08 14:30 | 620 | 604
2018-01-08 15:00 | 596 | 580
2018-01-08 15:30 | 597 | 580
2018-01-08 16:00 | 624 | 610
2018-01-08 16:30 | 632 | 617
2018-01-08 17:00 | 647 | 634
2018-01-08 17:30 | 640 | 626
2018-01-08 18:00 | 633 | 618
2018-01-08 18:30 | 580 | 561
2018-01-08 19:00 | 574 | 555
2018-01-08 19:30 | 573 | 555
2018-01-08 20:00 | 544 | 524
2018-01-08 20:30 | 510 | 498
2018-01-08 21:00 | 494 | 482
2018-01-08 21:30 | 478 | 463
2018-01-08 22:00 | 455 | 438
2018-01-08 22:30 | 457 | 439
2018-01-08 23:00 | 402 | 381
2018-01-08 23:30 | 361 | 335
2018-01-09 | 347 | 318
2018-01-09 00:30 | 331 | 299
2018-01-09 01:00 | 325 | 292
2018-01-09 01:30 | 310 | 275
2018-01-09 02:00 | 282 | 243
2018-01-09 02:30 | 268 | 223
2018-01-09 03:00 | 261 | 213
2018-01-09 03:30 | 264 | 218
2018-01-09 04:00 | 269 | 223
2018-01-09 04:30 | 266 | 220
2018-01-09 05:00 | 276 | 231
2018-01-09 05:30 | 287 | 245
2018-01-09 06:00 | 305 | 267
2018-01-09 06:30 | 367 | 338
2018-01-09 07:00 | 429 | 406
2018-01-09 07:30 | 451 | 431
2018-01-09 08:00 | 450 | 432
2018-01-09 08:30 | 450 | 432
2018-01-09 09:00 | 459 | 442
2018-01-09 09:30 | 473 | 456
2018-01-09 10:00 | 476 | 460
2018-01-09 10:30 | 497 | 481
2018-01-09 11:00 | 521 | 508
2018-01-09 11:30 | 502 | 487
2018-01-09 12:00 | 500 | 486
2018-01-09 12:30 | 489 | 474
2018-01-09 13:00 | 491 | 476
2018-01-09 13:30 | 484 | 469
2018-01-09 14:00 | 483 | 468
2018-01-09 14:30 | 486 | 472
2018-01-09 15:00 | 491 | 478
2018-01-09 15:30 | 511 | 498
2018-01-09 16:00 | 571 | 561
2018-01-09 16:30 | 589 | 580
2018-01-09 17:00 | 610 | 602
2018-01-09 17:30 | 600 | 592
2018-01-09 18:00 | 597 | 589
2018-01-09 18:30 | 527 | 516
2018-01-09 19:00 | 510 | 497
2018-01-09 19:30 | 516 | 504
2018-01-09 20:00 | 498 | 485
2018-01-09 20:30 | 474 | 460
2018-01-09 21:00 | 454 | 438
2018-01-09 21:30 | 462 | 446
2018-01-09 22:00 | 472 | 455
2018-01-09 22:30 | 465 | 447
2018-01-09 23:00 | 407 | 384
2018-01-09 23:30 | 379 | 354
2018-01-10 | 332 | 301
2018-01-10 00:30 | 314 | 280
2018-01-10 01:00 | 307 | 273
2018-01-10 01:30 | 301 | 265
2018-01-10 02:00 | 281 | 242
2018-01-10 02:30 | 273 | 231
2018-01-10 03:00 | 281 | 239
2018-01-10 03:30 | 281 | 239
2018-01-10 04:00 | 276 | 234
2018-01-10 04:30 | 282 | 241
2018-01-10 05:00 | 280 | 238
2018-01-10 05:30 | 305 | 268
2018-01-10 06:00 | 330 | 295
2018-01-10 06:30 | 413 | 389
2018-01-10 07:00 | 450 | 430
2018-01-10 07:30 | 464 | 445
2018-01-10 08:00 | 491 | 475
2018-01-10 08:30 | 504 | 489
2018-01-10 09:00 | 494 | 478
2018-01-10 09:30 | 500 | 485
2018-01-10 10:00 | 514 | 501
2018-01-10 10:30 | 517 | 505
2018-01-10 11:00 | 522 | 510
2018-01-10 11:30 | 543 | 532
2018-01-10 12:00 | 538 | 527
2018-01-10 12:30 | 538 | 527
2018-01-10 13:00 | 527 | 516
2018-01-10 13:30 | 530 | 520
2018-01-10 14:00 | 518 | 507
2018-01-10 14:30 | 526 | 514
2018-01-10 15:00 | 560 | 550
2018-01-10 15:30 | 540 | 530
2018-01-10 16:00 | 565 | 556
2018-01-10 16:30 | 577 | 569
2018-01-10 17:00 | 589 | 582
2018-01-10 17:30 | 589 | 582
2018-01-10 18:00 | 566 | 558
2018-01-10 18:30 | 508 | 498
2018-01-10 19:00 | 488 | 476
2018-01-10 19:30 | 492 | 482
2018-01-10 20:00 | 464 | 451
2018-01-10 20:30 | 449 | 435
2018-01-10 21:00 | 434 | 419
2018-01-10 21:30 | 427 | 411
2018-01-10 22:00 | 414 | 395
2018-01-10 22:30 | 439 | 421
2018-01-10 23:00 | 440 | 420
2018-01-10 23:30 | 356 | 328
2018-01-11 | 323 | 292
2018-01-11 00:30 | 327 | 296
2018-01-11 01:00 | 318 | 285
2018-01-11 01:30 | 304 | 268
2018-01-11 02:00 | 286 | 249
2018-01-11 02:30 | 286 | 249
2018-01-11 03:00 | 277 | 238
2018-01-11 03:30 | 279 | 239
2018-01-11 04:00 | 294 | 257
2018-01-11 04:30 | 348 | 318
2018-01-11 05:00 | 350 | 320
2018-01-11 05:30 | 378 | 351
2018-01-11 06:00 | 452 | 432
2018-01-11 06:30 | 543 | 530
2018-01-11 07:00 | 551 | 539
2018-01-11 07:30 | 536 | 522
2018-01-11 08:00 | 550 | 538
2018-01-11 08:30 | 595 | 585
2018-01-11 09:00 | 610 | 600
2018-01-11 09:30 | 625 | 616
2018-01-11 10:00 | 607 | 597
2018-01-11 10:30 | 587 | 576
2018-01-11 11:00 | 602 | 592
2018-01-11 11:30 | 617 | 608
2018-01-11 12:00 | 634 | 626
2018-01-11 12:30 | 626 | 618
2018-01-11 13:00 | 628 | 620
2018-01-11 13:30 | 613 | 605
2018-01-11 14:00 | 635 | 622
2018-01-11 14:30 | 642 | 625
2018-01-11 15:00 | 635 | 618
2018-01-11 15:30 | 646 | 630
2018-01-11 16:00 | 662 | 647
2018-01-11 16:30 | 642 | 626
2018-01-11 17:00 | 650 | 635
2018-01-11 17:30 | 648 | 633
2018-01-11 18:00 | 642 | 626
2018-01-11 18:30 | 627 | 610
2018-01-11 19:00 | 626 | 610
2018-01-11 19:30 | 603 | 585
2018-01-11 20:00 | 591 | 572
2018-01-11 20:30 | 562 | 540
2018-01-11 21:00 | 540 | 516
2018-01-11 21:30 | 517 | 491
2018-01-11 22:00 | 492 | 463
2018-01-11 22:30 | 485 | 469
2018-01-11 23:00 | 512 | 497
2018-01-11 23:30 | 479 | 461
2018-01-12 | 462 | 442
2018-01-12 00:30 | 469 | 450
2018-01-12 01:00 | 431 | 408
2018-01-12 01:30 | 418 | 393
2018-01-12 02:00 | 412 | 385
2018-01-12 02:30 | 417 | 391
2018-01-12 03:00 | 427 | 402
2018-01-12 03:30 | 439 | 415
2018-01-12 04:00 | 432 | 408
2018-01-12 04:30 | 450 | 427
2018-01-12 05:00 | 476 | 455
2018-01-12 05:30 | 474 | 454
2018-01-12 06:00 | 493 | 474
2018-01-12 06:30 | 517 | 500
2018-01-12 07:00 | 556 | 543
2018-01-12 07:30 | 587 | 575
2018-01-12 08:00 | 617 | 603
2018-01-12 08:30 | 660 | 644
2018-01-12 09:00 | 672 | 658
2018-01-12 09:30 | 691 | 678
2018-01-12 10:00 | 695 | 683
2018-01-12 10:30 | 691 | 678
2018-01-12 11:00 | 689 | 676
2018-01-12 11:30 | 683 | 670
2018-01-12 12:00 | 651 | 636
2018-01-12 12:30 | 641 | 625
2018-01-12 13:00 | 631 | 614
2018-01-12 13:30 | 649 | 633
2018-01-12 14:00 | 666 | 652
2018-01-12 14:30 | 683 | 670
2018-01-12 15:00 | 683 | 669
2018-01-12 15:30 | 698 | 686
2018-01-12 16:00 | 726 | 716
2018-01-12 16:30 | 763 | 755
2018-01-12 17:00 | 768 | 760
2018-01-12 17:30 | 765 | 757
2018-01-12 18:00 | 744 | 735
2018-01-12 18:30 | 702 | 691
2018-01-12 19:00 | 691 | 679
2018-01-12 19:30 | 667 | 654
2018-01-12 20:00 | 655 | 641
2018-01-12 20:30 | 641 | 626
2018-01-12 21:00 | 620 | 603
2018-01-12 21:30 | 599 | 590
2018-01-12 22:00 | 589 | 580
2018-01-12 22:30 | 614 | 606
2018-01-12 23:00 | 624 | 616
2018-01-12 23:30 | 591 | 580
2018-01-13 | 576 | 565
2018-01-13 00:30 | 578 | 567
2018-01-13 01:00 | 573 | 561
2018-01-13 01:30 | 543 | 527
2018-01-13 02:00 | 523 | 505
2018-01-13 02:30 | 498 | 479
2018-01-13 03:00 | 502 | 484
2018-01-13 03:30 | 494 | 475
2018-01-13 04:00 | 507 | 489
2018-01-13 04:30 | 502 | 484
2018-01-13 05:00 | 494 | 475
2018-01-13 05:30 | 511 | 493
2018-01-13 06:00 | 518 | 501
2018-01-13 06:30 | 569 | 555
2018-01-13 07:00 | 611 | 600
2018-01-13 07:30 | 601 | 590
2018-01-13 08:00 | 638 | 627
2018-01-13 08:30 | 662 | 647
2018-01-13 09:00 | 676 | 662
2018-01-13 09:30 | 699 | 687
2018-01-13 10:00 | 706 | 694
2018-01-13 10:30 | 712 | 700
2018-01-13 11:00 | 709 | 697
2018-01-13 11:30 | 704 | 691
2018-01-13 12:00 | 705 | 692
2018-01-13 12:30 | 645 | 628
2018-01-13 13:00 | 594 | 574
2018-01-13 13:30 | 603 | 584
2018-01-13 14:00 | 608 | 590
2018-01-13 14:30 | 606 | 588
2018-01-13 15:00 | 643 | 627
2018-01-13 15:30 | 653 | 637
2018-01-13 16:00 | 642 | 625
2018-01-13 16:30 | 656 | 641
2018-01-13 17:00 | 663 | 649
2018-01-13 17:30 | 624 | 607
2018-01-13 18:00 | 620 | 603
2018-01-13 18:30 | 624 | 608
2018-01-13 19:00 | 615 | 598
2018-01-13 19:30 | 611 | 594
2018-01-13 20:00 | 603 | 585
2018-01-13 20:30 | 609 | 591
2018-01-13 21:00 | 611 | 594
2018-01-13 21:30 | 578 | 557
2018-01-13 22:00 | 564 | 543
2018-01-13 22:30 | 547 | 531
2018-01-13 23:00 | 561 | 550
2018-01-13 23:30 | 587 | 576
2018-01-14 | 541 | 529
2018-01-14 00:30 | 479 | 462
2018-01-14 01:00 | 468 | 449
2018-01-14 01:30 | 433 | 412
2018-01-14 02:00 | 427 | 405
2018-01-14 02:30 | 430 | 407
2018-01-14 03:00 | 440 | 419
2018-01-14 03:30 | 448 | 428
2018-01-14 04:00 | 428 | 406
2018-01-14 04:30 | 386 | 360
2018-01-14 05:00 | 384 | 357
2018-01-14 05:30 | 412 | 388
2018-01-14 06:00 | 449 | 428
2018-01-14 06:30 | 450 | 429
2018-01-14 07:00 | 458 | 438
2018-01-14 07:30 | 459 | 439
2018-01-14 08:00 | 472 | 454
2018-01-14 08:30 | 478 | 460
2018-01-14 09:00 | 518 | 503
2018-01-14 09:30 | 546 | 534
2018-01-14 10:00 | 572 | 561
2018-01-14 10:30 | 610 | 592
2018-01-14 11:00 | 585 | 564
2018-01-14 11:30 | 527 | 504
2018-01-14 12:00 | 504 | 489
2018-01-14 12:30 | 505 | 491
2018-01-14 13:00 | 507 | 493
2018-01-14 13:30 | 514 | 501
2018-01-14 14:00 | 542 | 529
2018-01-14 14:30 | 547 | 535
2018-01-14 15:00 | 593 | 581
2018-01-14 15:30 | 610 | 592
2018-01-14 16:00 | 626 | 609
2018-01-14 16:30 | 634 | 617
2018-01-14 17:00 | 606 | 588
2018-01-14 17:30 | 577 | 557
2018-01-14 18:00 | 535 | 512
2018-01-14 18:30 | 531 | 507
2018-01-14 19:00 | 502 | 483
2018-01-14 19:30 | 489 | 476
2018-01-14 20:00 | 489 | 476
2018-01-14 20:30 | 454 | 438
2018-01-14 21:00 | 414 | 395
2018-01-14 21:30 | 411 | 392
2018-01-14 22:00 | 403 | 383
2018-01-14 22:30 | 401 | 379
2018-01-14 23:00 | 394 | 371
2018-01-14 23:30 | 378 | 352
2018-01-15 | 387 | 363
2018-01-15 00:30 | 387 | 362
2018-01-15 01:00 | 384 | 358
2018-01-15 01:30 | 338 | 303
2018-01-15 02:00 | 353 | 319
2018-01-15 02:30 | 371 | 340
2018-01-15 03:00 | 393 | 365
2018-01-15 03:30 | 396 | 368
2018-01-15 04:00 | 428 | 403
2018-01-15 04:30 | 380 | 350
2018-01-15 05:00 | 333 | 297
2018-01-15 05:30 | 349 | 316
2018-01-15 06:00 | 379 | 349
2018-01-15 06:30 | 385 | 358
2018-01-15 07:00 | 410 | 387
2018-01-15 07:30 | 412 | 389
2018-01-15 08:00 | 424 | 402
2018-01-15 08:30 | 425 | 403
2018-01-15 09:00 | 425 | 403
2018-01-15 09:30 | 415 | 395
2018-01-15 10:00 | 382 | 360
2018-01-15 10:30 | 372 | 349
2018-01-15 11:00 | 398 | 378
2018-01-15 11:30 | 417 | 398
2018-01-15 12:00 | 414 | 395
2018-01-15 12:30 | 435 | 417
2018-01-15 13:00 | 427 | 408
2018-01-15 13:30 | 443 | 425
2018-01-15 14:00 | 444 | 426
2018-01-15 14:30 | 456 | 440
2018-01-15 15:00 | 466 | 450
2018-01-15 15:30 | 477 | 462
2018-01-15 16:00 | 494 | 480
2018-01-15 16:30 | 502 | 488
2018-01-15 17:00 | 521 | 508
2018-01-15 17:30 | 513 | 501
2018-01-15 18:00 | 513 | 501
2018-01-15 18:30 | 501 | 488
2018-01-15 19:00 | 499 | 486
2018-01-15 19:30 | 491 | 478
2018-01-15 20:00 | 488 | 475
2018-01-15 20:30 | 468 | 453
2018-01-15 21:00 | 462 | 446
2018-01-15 21:30 | 455 | 439
2018-01-15 22:00 | 468 | 452
2018-01-15 22:30 | 489 | 474
2018-01-15 23:00 | 501 | 486
2018-01-15 23:30 | 476 | 458
2018-01-16 | 424 | 402
2018-01-16 00:30 | 412 | 389
2018-01-16 01:00 | 389 | 363
2018-01-16 01:30 | 375 | 348
2018-01-16 02:00 | 347 | 317
2018-01-16 02:30 | 354 | 325
2018-01-16 03:00 | 353 | 324
2018-01-16 03:30 | 370 | 343
2018-01-16 04:00 | 377 | 350
2018-01-16 04:30 | 392 | 367
2018-01-16 05:00 | 405 | 381
2018-01-16 05:30 | 393 | 368
2018-01-16 06:00 | 417 | 395
2018-01-16 06:30 | 467 | 448
2018-01-16 07:00 | 487 | 470
2018-01-16 07:30 | 493 | 476
2018-01-16 08:00 | 494 | 478
2018-01-16 08:30 | 484 | 469
2018-01-16 09:00 | 468 | 452
2018-01-16 09:30 | 457 | 440
2018-01-16 10:00 | 411 | 391
2018-01-16 10:30 | 455 | 437
2018-01-16 11:00 | 476 | 461
2018-01-16 11:30 | 459 | 443
2018-01-16 12:00 | 436 | 418
2018-01-16 12:30 | 468 | 452
2018-01-16 13:00 | 480 | 465
2018-01-16 13:30 | 484 | 469
2018-01-16 14:00 | 489 | 475
2018-01-16 14:30 | 487 | 473
2018-01-16 15:00 | 488 | 474
2018-01-16 15:30 | 467 | 452
2018-01-16 16:00 | 446 | 429
2018-01-16 16:30 | 429 | 412
2018-01-16 17:00 | 443 | 426
2018-01-16 17:30 | 440 | 423
2018-01-16 18:00 | 425 | 406
2018-01-16 18:30 | 397 | 377
2018-01-16 19:00 | 410 | 391
2018-01-16 19:30 | 407 | 389
2018-01-16 20:00 | 418 | 400
2018-01-16 20:30 | 443 | 427
2018-01-16 21:00 | 451 | 435
2018-01-16 21:30 | 400 | 381
2018-01-16 22:00 | 389 | 367
2018-01-16 22:30 | 408 | 387
2018-01-16 23:00 | 436 | 416
2018-01-16 23:30 | 401 | 377
2018-01-17 | 364 | 337
2018-01-17 00:30 | 385 | 359
2018-01-17 01:00 | 389 | 364
2018-01-17 01:30 | 381 | 354
2018-01-17 02:00 | 380 | 354
2018-01-17 02:30 | 399 | 374
2018-01-17 03:00 | 393 | 367
2018-01-17 03:30 | 418 | 394
2018-01-17 04:00 | 428 | 406
2018-01-17 04:30 | 428 | 405
2018-01-17 05:00 | 431 | 408
2018-01-17 05:30 | 450 | 429
2018-01-17 06:00 | 444 | 423
2018-01-17 06:30 | 484 | 466
2018-01-17 07:00 | 509 | 493
2018-01-17 07:30 | 531 | 517
2018-01-17 08:00 | 535 | 522
2018-01-17 08:30 | 552 | 540
2018-01-17 09:00 | 544 | 532
2018-01-17 09:30 | 552 | 540
2018-01-17 10:00 | 569 | 558
2018-01-17 10:30 | 575 | 565
2018-01-17 11:00 | 588 | 579
2018-01-17 11:30 | 581 | 572
2018-01-17 12:00 | 576 | 567
2018-01-17 12:30 | 566 | 556
2018-01-17 13:00 | 568 | 558
2018-01-17 13:30 | 572 | 562
2018-01-17 14:00 | 595 | 587
2018-01-17 14:30 | 610 | 602
2018-01-17 15:00 | 608 | 600
2018-01-17 15:30 | 604 | 595
2018-01-17 16:00 | 609 | 601
2018-01-17 16:30 | 610 | 602
2018-01-17 17:00 | 609 | 600
2018-01-17 17:30 | 625 | 610
2018-01-17 18:00 | 612 | 596
2018-01-17 18:30 | 611 | 595
2018-01-17 19:00 | 590 | 573
2018-01-17 19:30 | 577 | 559
2018-01-17 20:00 | 571 | 552
2018-01-17 20:30 | 567 | 551
2018-01-17 21:00 | 550 | 540
2018-01-17 21:30 | 568 | 557
2018-01-17 22:00 | 521 | 509
2018-01-17 22:30 | 516 | 502
2018-01-17 23:00 | 511 | 497
2018-01-17 23:30 | 492 | 476
2018-01-18 | 443 | 424
2018-01-18 00:30 | 432 | 412
2018-01-18 01:00 | 411 | 386
2018-01-18 01:30 | 392 | 366
2018-01-18 02:00 | 401 | 376
2018-01-18 02:30 | 390 | 364
2018-01-18 03:00 | 421 | 398
2018-01-18 03:30 | 431 | 408
2018-01-18 04:00 | 429 | 406
2018-01-18 04:30 | 420 | 397
2018-01-18 05:00 | 440 | 418
2018-01-18 05:30 | 481 | 462
2018-01-18 06:00 | 447 | 426
2018-01-18 06:30 | 438 | 416
2018-01-18 07:00 | 462 | 443
2018-01-18 07:30 | 477 | 459
2018-01-18 08:00 | 598 | 588
2018-01-18 08:30 | 615 | 608
2018-01-18 09:00 | 608 | 600
2018-01-18 09:30 | 545 | 533
2018-01-18 10:00 | 546 | 534
2018-01-18 10:30 | 551 | 540
2018-01-18 11:00 | 585 | 575
2018-01-18 11:30 | 590 | 580
2018-01-18 12:00 | 586 | 576
2018-01-18 12:30 | 602 | 593
2018-01-18 13:00 | 604 | 594
2018-01-18 13:30 | 598 | 589
2018-01-18 14:00 | 611 | 602
2018-01-18 14:30 | 628 | 619
2018-01-18 15:00 | 642 | 630
2018-01-18 15:30 | 647 | 630
2018-01-18 16:00 | 673 | 659
2018-01-18 16:30 | 689 | 676
2018-01-18 17:00 | 725 | 715
2018-01-18 17:30 | 718 | 707
2018-01-18 18:00 | 697 | 685
2018-01-18 18:30 | 688 | 677
2018-01-18 19:00 | 673 | 662
2018-01-18 19:30 | 664 | 652
2018-01-18 20:00 | 665 | 654
2018-01-18 20:30 | 683 | 672
2018-01-18 21:00 | 667 | 659
2018-01-18 21:30 | 620 | 612
2018-01-18 22:00 | 577 | 567
2018-01-18 22:30 | 557 | 546
2018-01-18 23:00 | 524 | 512
2018-01-18 23:30 | 464 | 447
2018-01-19 | 427 | 407
2018-01-19 00:30 | 456 | 438
2018-01-19 01:00 | 446 | 425
2018-01-19 01:30 | 420 | 398
2018-01-19 02:00 | 427 | 405
2018-01-19 02:30 | 435 | 414
2018-01-19 03:00 | 475 | 456
2018-01-19 03:30 | 504 | 487
2018-01-19 04:00 | 518 | 503
2018-01-19 04:30 | 507 | 491
2018-01-19 05:00 | 518 | 502
2018-01-19 05:30 | 496 | 479
2018-01-19 06:00 | 556 | 543
2018-01-19 06:30 | 582 | 570
2018-01-19 07:00 | 606 | 596
2018-01-19 07:30 | 576 | 564
2018-01-19 08:00 | 607 | 597
2018-01-19 08:30 | 636 | 628
2018-01-19 09:00 | 673 | 655
2018-01-19 09:30 | 672 | 654
2018-01-19 10:00 | 654 | 634
2018-01-19 10:30 | 655 | 635
2018-01-19 11:00 | 666 | 647
2018-01-19 11:30 | 678 | 660
2018-01-19 12:00 | 714 | 697
2018-01-19 12:30 | 708 | 691
2018-01-19 13:00 | 705 | 689
2018-01-19 13:30 | 725 | 710
2018-01-19 14:00 | 736 | 723
2018-01-19 14:30 | 745 | 732
2018-01-19 15:00 | 721 | 705
2018-01-19 15:30 | 727 | 713
2018-01-19 16:00 | 715 | 699
2018-01-19 16:30 | 721 | 706
2018-01-19 17:00 | 701 | 686
2018-01-19 17:30 | 692 | 676
2018-01-19 18:00 | 683 | 667
2018-01-19 18:30 | 685 | 670
2018-01-19 19:00 | 680 | 663
2018-01-19 19:30 | 674 | 658
2018-01-19 20:00 | 671 | 655
2018-01-19 20:30 | 664 | 646
2018-01-19 21:00 | 557 | 541
2018-01-19 21:30 | 538 | 527
2018-01-19 22:00 | 547 | 537
2018-01-19 22:30 | 553 | 543
2018-01-19 23:00 | 505 | 493
2018-01-19 23:30 | 473 | 458
2018-01-20 | 483 | 468
2018-01-20 00:30 | 501 | 488
2018-01-20 01:00 | 473 | 457
2018-01-20 01:30 | 385 | 363
2018-01-20 02:00 | 327 | 299
2018-01-20 02:30 | 339 | 312
2018-01-20 03:00 | 330 | 300
2018-01-20 03:30 | 288 | 252
2018-01-20 04:00 | 261 | 221
2018-01-20 04:30 | 261 | 220
2018-01-20 05:00 | 263 | 220
2018-01-20 05:30 | 266 | 222
2018-01-20 06:00 | 286 | 245
2018-01-20 06:30 | 303 | 264
2018-01-20 07:00 | 309 | 272
2018-01-20 07:30 | 319 | 284
2018-01-20 08:00 | 310 | 273
2018-01-20 08:30 | 310 | 274
2018-01-20 09:00 | 334 | 301
2018-01-20 09:30 | 391 | 365
2018-01-20 10:00 | 454 | 434
2018-01-20 10:30 | 487 | 468
2018-01-20 11:00 | 523 | 507
2018-01-20 11:30 | 509 | 492
2018-01-20 12:00 | 512 | 495
2018-01-20 12:30 | 532 | 517
2018-01-20 13:00 | 557 | 545
2018-01-20 13:30 | 570 | 559
2018-01-20 14:00 | 573 | 562
2018-01-20 14:30 | 582 | 571
2018-01-20 15:00 | 581 | 570
2018-01-20 15:30 | 589 | 579
2018-01-20 16:00 | 595 | 585
2018-01-20 16:30 | 569 | 558
2018-01-20 17:00 | 575 | 565
2018-01-20 17:30 | 570 | 560
2018-01-20 18:00 | 568 | 558
2018-01-20 18:30 | 567 | 557
2018-01-20 19:00 | 556 | 546
2018-01-20 19:30 | 545 | 534
2018-01-20 20:00 | 553 | 543
2018-01-20 20:30 | 560 | 550
2018-01-20 21:00 | 549 | 538
2018-01-20 21:30 | 558 | 547
2018-01-20 22:00 | 560 | 549
2018-01-20 22:30 | 546 | 534
2018-01-20 23:00 | 534 | 522
2018-01-20 23:30 | 494 | 479
2018-01-21 | 478 | 461
2018-01-21 00:30 | 478 | 462
2018-01-21 01:00 | 486 | 469
2018-01-21 01:30 | 473 | 456
2018-01-21 02:00 | 429 | 408
2018-01-21 02:30 | 416 | 394
2018-01-21 03:00 | 438 | 417
2018-01-21 03:30 | 427 | 406
2018-01-21 04:00 | 431 | 411
2018-01-21 04:30 | 427 | 407
2018-01-21 05:00 | 429 | 408
2018-01-21 05:30 | 437 | 416
2018-01-21 06:00 | 472 | 455
2018-01-21 06:30 | 486 | 470
2018-01-21 07:00 | 485 | 468
2018-01-21 07:30 | 490 | 473
2018-01-21 08:00 | 486 | 470
2018-01-21 08:30 | 495 | 479
2018-01-21 09:00 | 532 | 518
2018-01-21 09:30 | 558 | 545
2018-01-21 10:00 | 589 | 578
2018-01-21 10:30 | 614 | 604
2018-01-21 11:00 | 607 | 598
2018-01-21 11:30 | 567 | 556
2018-01-21 12:00 | 574 | 563
2018-01-21 12:30 | 605 | 595
2018-01-21 13:00 | 596 | 587
2018-01-21 13:30 | 598 | 589
2018-01-21 14:00 | 608 | 599
2018-01-21 14:30 | 630 | 622
2018-01-21 15:00 | 636 | 628
2018-01-21 15:30 | 616 | 607
2018-01-21 16:00 | 611 | 602
2018-01-21 16:30 | 622 | 613
2018-01-21 17:00 | 621 | 612
2018-01-21 17:30 | 625 | 617
2018-01-21 18:00 | 614 | 606
2018-01-21 18:30 | 609 | 601
2018-01-21 19:00 | 593 | 585
2018-01-21 19:30 | 575 | 565
2018-01-21 20:00 | 568 | 559
2018-01-21 20:30 | 571 | 562
2018-01-21 21:00 | 540 | 530
2018-01-21 21:30 | 551 | 541
2018-01-21 22:00 | 539 | 528
2018-01-21 22:30 | 527 | 515
2018-01-21 23:00 | 501 | 487
2018-01-21 23:30 | 457 | 442
2018-01-22 | 435 | 417
2018-01-22 00:30 | 454 | 437
2018-01-22 01:00 | 438 | 416
2018-01-22 01:30 | 430 | 408
2018-01-22 02:00 | 453 | 432
2018-01-22 02:30 | 483 | 465
2018-01-22 03:00 | 490 | 473
2018-01-22 03:30 | 492 | 474
2018-01-22 04:00 | 459 | 439
2018-01-22 04:30 | 473 | 454
2018-01-22 05:00 | 503 | 486
2018-01-22 05:30 | 515 | 499
2018-01-22 06:00 | 555 | 542
2018-01-22 06:30 | 568 | 557
2018-01-22 07:00 | 576 | 567
2018-01-22 07:30 | 609 | 600
2018-01-22 08:00 | 620 | 612
2018-01-22 08:30 | 621 | 613
2018-01-22 09:00 | 621 | 614
2018-01-22 09:30 | 598 | 590
2018-01-22 10:00 | 586 | 577
2018-01-22 10:30 | 574 | 565
2018-01-22 11:00 | 576 | 567
2018-01-22 11:30 | 597 | 589
2018-01-22 12:00 | 592 | 583
2018-01-22 12:30 | 590 | 581
2018-01-22 13:00 | 598 | 585
2018-01-22 13:30 | 621 | 605
2018-01-22 14:00 | 634 | 619
2018-01-22 14:30 | 617 | 601
2018-01-22 15:00 | 618 | 602
2018-01-22 15:30 | 630 | 615
2018-01-22 16:00 | 647 | 633
2018-01-22 16:30 | 646 | 633
2018-01-22 17:00 | 642 | 629
2018-01-22 17:30 | 622 | 607
2018-01-22 18:00 | 600 | 584
2018-01-22 18:30 | 586 | 569
2018-01-22 19:00 | 581 | 563
2018-01-22 19:30 | 581 | 564
2018-01-22 20:00 | 555 | 541
2018-01-22 20:30 | 530 | 519
2018-01-22 21:00 | 513 | 501
2018-01-22 21:30 | 519 | 507
2018-01-22 22:00 | 515 | 502
2018-01-22 22:30 | 480 | 465
2018-01-22 23:00 | 389 | 367
2018-01-22 23:30 | 334 | 307
2018-01-23 | 338 | 310
2018-01-23 00:30 | 328 | 298
2018-01-23 01:00 | 324 | 293
2018-01-23 01:30 | 308 | 275
2018-01-23 02:00 | 291 | 256
2018-01-23 02:30 | 293 | 259
2018-01-23 03:00 | 293 | 258
2018-01-23 03:30 | 291 | 256
2018-01-23 04:00 | 291 | 255
2018-01-23 04:30 | 295 | 260
2018-01-23 05:00 | 300 | 265
2018-01-23 05:30 | 316 | 283
2018-01-23 06:00 | 338 | 309
2018-01-23 06:30 | 418 | 399
2018-01-23 07:00 | 524 | 513
2018-01-23 07:30 | 548 | 538
2018-01-23 08:00 | 576 | 567
2018-01-23 08:30 | 582 | 575
2018-01-23 09:00 | 601 | 594
2018-01-23 09:30 | 587 | 580
2018-01-23 10:00 | 602 | 595
2018-01-23 10:30 | 611 | 605
2018-01-23 11:00 | 605 | 598
2018-01-23 11:30 | 600 | 593
2018-01-23 12:00 | 606 | 600
2018-01-23 12:30 | 599 | 592
2018-01-23 13:00 | 592 | 586
2018-01-23 13:30 | 574 | 567
2018-01-23 14:00 | 571 | 563
2018-01-23 14:30 | 569 | 562
2018-01-23 15:00 | 568 | 560
2018-01-23 15:30 | 580 | 574
2018-01-23 16:00 | 618 | 612
2018-01-23 16:30 | 620 | 614
2018-01-23 17:00 | 609 | 604
2018-01-23 17:30 | 591 | 585
2018-01-23 18:00 | 599 | 592
2018-01-23 18:30 | 590 | 584
2018-01-23 19:00 | 584 | 578
2018-01-23 19:30 | 572 | 566
2018-01-23 20:00 | 544 | 537
2018-01-23 20:30 | 533 | 525
2018-01-23 21:00 | 513 | 504
2018-01-23 21:30 | 526 | 515
2018-01-23 22:00 | 522 | 511
2018-01-23 22:30 | 499 | 485
2018-01-23 23:00 | 436 | 417
2018-01-23 23:30 | 368 | 345
2018-01-24 | 337 | 310
2018-01-24 00:30 | 344 | 316
2018-01-24 01:00 | 344 | 315
2018-01-24 01:30 | 338 | 308
2018-01-24 02:00 | 327 | 295
2018-01-24 02:30 | 324 | 292
2018-01-24 03:00 | 333 | 301
2018-01-24 03:30 | 334 | 302
2018-01-24 04:00 | 334 | 303
2018-01-24 04:30 | 339 | 308
2018-01-24 05:00 | 349 | 320
2018-01-24 05:30 | 362 | 334
2018-01-24 06:00 | 383 | 358
2018-01-24 06:30 | 466 | 449
2018-01-24 07:00 | 511 | 498
2018-01-24 07:30 | 532 | 521
2018-01-24 08:00 | 547 | 535
2018-01-24 08:30 | 581 | 571
2018-01-24 09:00 | 614 | 606
2018-01-24 09:30 | 613 | 604
2018-01-24 10:00 | 630 | 622
2018-01-24 10:30 | 632 | 623
2018-01-24 11:00 | 633 | 625
2018-01-24 11:30 | 639 | 631
2018-01-24 12:00 | 636 | 629
2018-01-24 12:30 | 635 | 628
2018-01-24 13:00 | 663 | 657
2018-01-24 13:30 | 668 | 657
2018-01-24 14:00 | 655 | 645
2018-01-24 14:30 | 649 | 638
2018-01-24 15:00 | 664 | 654
2018-01-24 15:30 | 638 | 627
2018-01-24 16:00 | 675 | 666
2018-01-24 16:30 | 659 | 649
2018-01-24 17:00 | 679 | 671
2018-01-24 17:30 | 655 | 646
2018-01-24 18:00 | 681 | 673
2018-01-24 18:30 | 651 | 637
2018-01-24 19:00 | 659 | 644
2018-01-24 19:30 | 631 | 613
2018-01-24 20:00 | 608 | 589
2018-01-24 20:30 | 601 | 582
2018-01-24 21:00 | 567 | 549
2018-01-24 21:30 | 553 | 543
2018-01-24 22:00 | 525 | 514
2018-01-24 22:30 | 507 | 496
2018-01-24 23:00 | 433 | 417
2018-01-24 23:30 | 366 | 344
2018-01-25 | 327 | 300
2018-01-25 00:30 | 314 | 280
2018-01-25 01:00 | 300 | 266
2018-01-25 01:30 | 287 | 250
2018-01-25 02:00 | 264 | 224
2018-01-25 02:30 | 259 | 215
2018-01-25 03:00 | 263 | 218
2018-01-25 03:30 | 270 | 226
2018-01-25 04:00 | 290 | 250
2018-01-25 04:30 | 295 | 255
2018-01-25 05:00 | 312 | 275
2018-01-25 05:30 | 315 | 280
2018-01-25 06:00 | 323 | 289
2018-01-25 06:30 | 396 | 372
2018-01-25 07:00 | 514 | 500
2018-01-25 07:30 | 571 | 562
2018-01-25 08:00 | 586 | 580
2018-01-25 08:30 | 567 | 561
2018-01-25 09:00 | 563 | 557
2018-01-25 09:30 | 599 | 594
2018-01-25 10:00 | 607 | 602
2018-01-25 10:30 | 611 | 606
2018-01-25 11:00 | 606 | 602
2018-01-25 11:30 | 622 | 617
2018-01-25 12:00 | 643 | 639
2018-01-25 12:30 | 617 | 612
2018-01-25 13:00 | 638 | 634
2018-01-25 13:30 | 641 | 637
2018-01-25 14:00 | 615 | 611
2018-01-25 14:30 | 651 | 647
2018-01-25 15:00 | 634 | 630
2018-01-25 15:30 | 630 | 625
2018-01-25 16:00 | 649 | 645
2018-01-25 16:30 | 553 | 547
2018-01-25 17:00 | 554 | 548
2018-01-25 17:30 | 580 | 575
2018-01-25 18:00 | 570 | 564
2018-01-25 18:30 | 535 | 528
2018-01-25 19:00 | 551 | 544
2018-01-25 19:30 | 547 | 540
2018-01-25 20:00 | 549 | 542
2018-01-25 20:30 | 567 | 561
2018-01-25 21:00 | 519 | 510
2018-01-25 21:30 | 522 | 513
2018-01-25 22:00 | 524 | 514
2018-01-25 22:30 | 505 | 494
2018-01-25 23:00 | 431 | 416
2018-01-25 23:30 | 375 | 355
2018-01-26 | 363 | 340
2018-01-26 00:30 | 346 | 321
2018-01-26 01:00 | 354 | 329
2018-01-26 01:30 | 334 | 308
2018-01-26 02:00 | 324 | 294
2018-01-26 02:30 | 315 | 282
2018-01-26 03:00 | 318 | 285
2018-01-26 03:30 | 319 | 286
2018-01-26 04:00 | 323 | 291
2018-01-26 04:30 | 324 | 293
2018-01-26 05:00 | 324 | 293
2018-01-26 05:30 | 326 | 295
2018-01-26 06:00 | 349 | 320
2018-01-26 06:30 | 387 | 361
2018-01-26 07:00 | 393 | 369
2018-01-26 07:30 | 407 | 384
2018-01-26 08:00 | 424 | 402
2018-01-26 08:30 | 418 | 396
2018-01-26 09:00 | 458 | 439
2018-01-26 09:30 | 479 | 463
2018-01-26 10:00 | 504 | 489
2018-01-26 10:30 | 524 | 511
2018-01-26 11:00 | 515 | 501
2018-01-26 11:30 | 491 | 475
2018-01-26 12:00 | 506 | 491
2018-01-26 12:30 | 516 | 503
2018-01-26 13:00 | 519 | 505
2018-01-26 13:30 | 545 | 533
2018-01-26 14:00 | 597 | 587
2018-01-26 14:30 | 625 | 617
2018-01-26 15:00 | 630 | 613
2018-01-26 15:30 | 624 | 607
2018-01-26 16:00 | 629 | 612
2018-01-26 16:30 | 654 | 639
2018-01-26 17:00 | 670 | 656
2018-01-26 17:30 | 657 | 641
2018-01-26 18:00 | 655 | 640
2018-01-26 18:30 | 648 | 633
2018-01-26 19:00 | 640 | 625
2018-01-26 19:30 | 614 | 597
2018-01-26 20:00 | 626 | 609
2018-01-26 20:30 | 598 | 579
2018-01-26 21:00 | 594 | 575
2018-01-26 21:30 | 603 | 584
2018-01-26 22:00 | 589 | 569
2018-01-26 22:30 | 612 | 594
2018-01-26 23:00 | 585 | 566
2018-01-26 23:30 | 539 | 526
2018-01-27 | 443 | 424
2018-01-27 00:30 | 362 | 335
2018-01-27 01:00 | 347 | 318
2018-01-27 01:30 | 329 | 297
2018-01-27 02:00 | 308 | 273
2018-01-27 02:30 | 316 | 282
2018-01-27 03:00 | 313 | 278
2018-01-27 03:30 | 309 | 272
2018-01-27 04:00 | 303 | 266
2018-01-27 04:30 | 328 | 294
2018-01-27 05:00 | 327 | 294
2018-01-27 05:30 | 337 | 304
2018-01-27 06:00 | 362 | 331
2018-01-27 06:30 | 402 | 376
2018-01-27 07:00 | 413 | 389
2018-01-27 07:30 | 407 | 382
2018-01-27 08:00 | 417 | 395
2018-01-27 08:30 | 426 | 405
2018-01-27 09:00 | 479 | 463
2018-01-27 09:30 | 579 | 569
2018-01-27 10:00 | 590 | 580
2018-01-27 10:30 | 594 | 584
2018-01-27 11:00 | 598 | 588
2018-01-27 11:30 | 606 | 597
2018-01-27 12:00 | 613 | 604
2018-01-27 12:30 | 603 | 594
2018-01-27 13:00 | 598 | 588
2018-01-27 13:30 | 619 | 611
2018-01-27 14:00 | 611 | 602
2018-01-27 14:30 | 576 | 566
2018-01-27 15:00 | 577 | 567
2018-01-27 15:30 | 590 | 581
2018-01-27 16:00 | 599 | 591
2018-01-27 16:30 | 632 | 625
2018-01-27 17:00 | 626 | 619
2018-01-27 17:30 | 590 | 581
2018-01-27 18:00 | 572 | 563
2018-01-27 18:30 | 538 | 528
2018-01-27 19:00 | 542 | 533
2018-01-27 19:30 | 545 | 535
2018-01-27 20:00 | 534 | 524
2018-01-27 20:30 | 513 | 502
2018-01-27 21:00 | 474 | 461
2018-01-27 21:30 | 430 | 414
2018-01-27 22:00 | 419 | 402
2018-01-27 22:30 | 467 | 452
2018-01-27 23:00 | 461 | 446
2018-01-27 23:30 | 370 | 347
2018-01-28 | 346 | 318
2018-01-28 00:30 | 346 | 315
2018-01-28 01:00 | 343 | 312
2018-01-28 01:30 | 328 | 296
2018-01-28 02:00 | 317 | 284
2018-01-28 02:30 | 324 | 290
2018-01-28 03:00 | 297 | 255
2018-01-28 03:30 | 298 | 256
2018-01-28 04:00 | 299 | 258
2018-01-28 04:30 | 306 | 266
2018-01-28 05:00 | 307 | 267
2018-01-28 05:30 | 312 | 273
2018-01-28 06:00 | 338 | 302
2018-01-28 06:30 | 379 | 348
2018-01-28 07:00 | 383 | 352
2018-01-28 07:30 | 393 | 364
2018-01-28 08:00 | 387 | 358
2018-01-28 08:30 | 439 | 415
2018-01-28 09:00 | 451 | 429
2018-01-28 09:30 | 441 | 418
2018-01-28 10:00 | 430 | 407
2018-01-28 10:30 | 420 | 396
2018-01-28 11:00 | 476 | 455
2018-01-28 11:30 | 528 | 511
2018-01-28 12:00 | 491 | 472
2018-01-28 12:30 | 519 | 502
2018-01-28 13:00 | 544 | 529
2018-01-28 13:30 | 571 | 558
2018-01-28 14:00 | 559 | 546
2018-01-28 14:30 | 514 | 499
2018-01-28 15:00 | 518 | 503
2018-01-28 15:30 | 505 | 489
2018-01-28 16:00 | 547 | 534
2018-01-28 16:30 | 569 | 557
2018-01-28 17:00 | 595 | 585
2018-01-28 17:30 | 600 | 591
2018-01-28 18:00 | 567 | 555
2018-01-28 18:30 | 608 | 599
2018-01-28 19:00 | 576 | 565
2018-01-28 19:30 | 523 | 509
2018-01-28 20:00 | 523 | 509
2018-01-28 20:30 | 511 | 496
2018-01-28 21:00 | 462 | 444
2018-01-28 21:30 | 467 | 450
2018-01-28 22:00 | 497 | 481
2018-01-28 22:30 | 481 | 464
2018-01-28 23:00 | 399 | 376
2018-01-28 23:30 | 354 | 325
2018-01-29 | 336 | 304
2018-01-29 00:30 | 345 | 313
2018-01-29 01:00 | 346 | 313
2018-01-29 01:30 | 347 | 315
2018-01-29 02:00 | 333 | 300
2018-01-29 02:30 | 323 | 288
2018-01-29 03:00 | 320 | 284
2018-01-29 03:30 | 312 | 276
2018-01-29 04:00 | 305 | 267
2018-01-29 04:30 | 318 | 283
2018-01-29 05:00 | 332 | 298
2018-01-29 05:30 | 350 | 318
2018-01-29 06:00 | 368 | 339
2018-01-29 06:30 | 416 | 394
2018-01-29 07:00 | 490 | 475
2018-01-29 07:30 | 556 | 544
2018-01-29 08:00 | 608 | 591
2018-01-29 08:30 | 617 | 601
2018-01-29 09:00 | 619 | 603
2018-01-29 09:30 | 602 | 585
2018-01-29 10:00 | 583 | 563
2018-01-29 10:30 | 614 | 597
2018-01-29 11:00 | 630 | 614
2018-01-29 11:30 | 633 | 617
2018-01-29 12:00 | 634 | 618
2018-01-29 12:30 | 635 | 620
2018-01-29 13:00 | 636 | 621
2018-01-29 13:30 | 626 | 610
2018-01-29 14:00 | 607 | 590
2018-01-29 14:30 | 616 | 601
2018-01-29 15:00 | 625 | 611
2018-01-29 15:30 | 631 | 617
2018-01-29 16:00 | 613 | 598
2018-01-29 16:30 | 626 | 612
2018-01-29 17:00 | 620 | 606
2018-01-29 17:30 | 596 | 580
2018-01-29 18:00 | 597 | 581
2018-01-29 18:30 | 578 | 561
2018-01-29 19:00 | 551 | 532
2018-01-29 19:30 | 532 | 512
2018-01-29 20:00 | 521 | 499
2018-01-29 20:30 | 485 | 467
2018-01-29 21:00 | 448 | 434
2018-01-29 21:30 | 450 | 436
2018-01-29 22:00 | 433 | 418
2018-01-29 22:30 | 407 | 389
2018-01-29 23:00 | 352 | 329
2018-01-29 23:30 | 336 | 311
2018-01-30 | 320 | 294
2018-01-30 00:30 | 312 | 283
2018-01-30 01:00 | 317 | 285
2018-01-30 01:30 | 305 | 272
2018-01-30 02:00 | 284 | 249
2018-01-30 02:30 | 290 | 255
2018-01-30 03:00 | 281 | 244
2018-01-30 03:30 | 283 | 246
2018-01-30 04:00 | 310 | 277
2018-01-30 04:30 | 326 | 295
2018-01-30 05:00 | 329 | 298
2018-01-30 05:30 | 341 | 312
2018-01-30 06:00 | 385 | 361
2018-01-30 06:30 | 459 | 442
2018-01-30 07:00 | 521 | 509
2018-01-30 07:30 | 545 | 535
2018-01-30 08:00 | 558 | 548
2018-01-30 08:30 | 569 | 560
2018-01-30 09:00 | 564 | 556
2018-01-30 09:30 | 549 | 540
2018-01-30 10:00 | 563 | 554
2018-01-30 10:30 | 529 | 519
2018-01-30 11:00 | 498 | 487
2018-01-30 11:30 | 510 | 499
2018-01-30 12:00 | 535 | 526
2018-01-30 12:30 | 540 | 531
2018-01-30 13:00 | 539 | 530
2018-01-30 13:30 | 533 | 524
2018-01-30 14:00 | 526 | 517
2018-01-30 14:30 | 555 | 547
2018-01-30 15:00 | 569 | 561
2018-01-30 15:30 | 592 | 585
2018-01-30 16:00 | 604 | 596
2018-01-30 16:30 | 618 | 603
2018-01-30 17:00 | 600 | 585
2018-01-30 17:30 | 559 | 541
2018-01-30 18:00 | 512 | 502
2018-01-30 18:30 | 508 | 498
2018-01-30 19:00 | 542 | 533
2018-01-30 19:30 | 547 | 539
2018-01-30 20:00 | 536 | 527
2018-01-30 20:30 | 522 | 512
2018-01-30 21:00 | 491 | 480
2018-01-30 21:30 | 477 | 463
2018-01-30 22:00 | 452 | 438
2018-01-30 22:30 | 437 | 422
2018-01-30 23:00 | 388 | 368
2018-01-30 23:30 | 353 | 330
2018-01-31 | 328 | 302
2018-01-31 00:30 | 287 | 255
2018-01-31 01:00 | 260 | 220
2018-01-31 01:30 | 253 | 212
2018-01-31 02:00 | 251 | 208
2018-01-31 02:30 | 282 | 244
2018-01-31 03:00 | 291 | 255
2018-01-31 03:30 | 285 | 248
2018-01-31 04:00 | 274 | 235
2018-01-31 04:30 | 278 | 240
2018-01-31 05:00 | 276 | 238
2018-01-31 05:30 | 287 | 251
2018-01-31 06:00 | 319 | 288
2018-01-31 06:30 | 417 | 397
2018-01-31 07:00 | 510 | 490
2018-01-31 07:30 | 535 | 510
2018-01-31 08:00 | 505 | 479
2018-01-31 08:30 | 536 | 513
2018-01-31 09:00 | 539 | 517
2018-01-31 09:30 | 547 | 527
2018-01-31 10:00 | 571 | 553
2018-01-31 10:30 | 538 | 517
2018-01-31 11:00 | 550 | 529
2018-01-31 11:30 | 561 | 542
2018-01-31 12:00 | 584 | 566
2018-01-31 12:30 | 559 | 545
2018-01-31 13:00 | 539 | 530
2018-01-31 13:30 | 545 | 537
2018-01-31 14:00 | 528 | 519
2018-01-31 14:30 | 524 | 515
2018-01-31 15:00 | 508 | 499
2018-01-31 15:30 | 530 | 521
2018-01-31 16:00 | 529 | 520
2018-01-31 16:30 | 541 | 530
2018-01-31 17:00 | 562 | 546
2018-01-31 17:30 | 541 | 523
2018-01-31 18:00 | 486 | 472
2018-01-31 18:30 | 472 | 462
2018-01-31 19:00 | 494 | 485
2018-01-31 19:30 | 467 | 457
2018-01-31 20:00 | 484 | 474
2018-01-31 20:30 | 481 | 471
2018-01-31 21:00 | 439 | 426
2018-01-31 21:30 | 425 | 410
2018-01-31 22:00 | 401 | 384
2018-01-31 22:30 | 368 | 348
2018-01-31 23:00 | 325 | 301
2018-01-31 23:30 | 293 | 266
2018-02-01 | 279 | 249
2018-02-01 00:30 | 235 | 196
2018-02-01 01:00 | 222 | 177
2018-02-01 01:30 | 218 | 172
2018-02-01 02:00 | 210 | 162
2018-02-01 02:30 | 206 | 156
2018-02-01 03:00 | 224 | 174
2018-02-01 03:30 | 235 | 187
2018-02-01 04:00 | 231 | 182
2018-02-01 04:30 | 245 | 198
2018-02-01 05:00 | 250 | 208
2018-02-01 05:30 | 291 | 256
2018-02-01 06:00 | 316 | 285
2018-02-01 06:30 | 393 | 371
2018-02-01 07:00 | 457 | 441
2018-02-01 07:30 | 483 | 469
2018-02-01 08:00 | 476 | 461
2018-02-01 08:30 | 462 | 447
2018-02-01 09:00 | 428 | 411
2018-02-01 09:30 | 409 | 391
2018-02-01 10:00 | 427 | 410
2018-02-01 10:30 | 428 | 411
2018-02-01 11:00 | 381 | 361
2018-02-01 11:30 | 407 | 389
2018-02-01 12:00 | 405 | 386
2018-02-01 12:30 | 374 | 353
2018-02-01 13:00 | 363 | 341
2018-02-01 13:30 | 382 | 361
2018-02-01 14:00 | 388 | 368
2018-02-01 14:30 | 371 | 349
2018-02-01 15:00 | 370 | 348
2018-02-01 15:30 | 367 | 344
2018-02-01 16:00 | 348 | 324
2018-02-01 16:30 | 356 | 334
2018-02-01 17:00 | 367 | 345
2018-02-01 17:30 | 394 | 374
2018-02-01 18:00 | 386 | 365
2018-02-01 18:30 | 375 | 355
2018-02-01 19:00 | 372 | 351
2018-02-01 19:30 | 398 | 379
2018-02-01 20:00 | 418 | 400
2018-02-01 20:30 | 402 | 382
2018-02-01 21:00 | 329 | 304
2018-02-01 21:30 | 294 | 264
2018-02-01 22:00 | 320 | 291
2018-02-01 22:30 | 327 | 300
2018-02-01 23:00 | 275 | 240
2018-02-01 23:30 | 255 | 216
2018-02-02 | 244 | 202
2018-02-02 00:30 | 265 | 228
2018-02-02 01:00 | 283 | 248
2018-02-02 01:30 | 252 | 211
2018-02-02 02:00 | 207 | 155
2018-02-02 02:30 | 204 | 152
2018-02-02 03:00 | 222 | 173
2018-02-02 03:30 | 225 | 177
2018-02-02 04:00 | 229 | 180
2018-02-02 04:30 | 243 | 198
2018-02-02 05:00 | 252 | 208
2018-02-02 05:30 | 270 | 233
2018-02-02 06:00 | 303 | 270
2018-02-02 06:30 | 361 | 335
2018-02-02 07:00 | 409 | 389
2018-02-02 07:30 | 426 | 407
2018-02-02 08:00 | 441 | 423
2018-02-02 08:30 | 445 | 429
2018-02-02 09:00 | 451 | 435
2018-02-02 09:30 | 454 | 438
2018-02-02 10:00 | 443 | 427
2018-02-02 10:30 | 436 | 420
2018-02-02 11:00 | 434 | 418
2018-02-02 11:30 | 405 | 386
2018-02-02 12:00 | 391 | 372
2018-02-02 12:30 | 382 | 362
2018-02-02 13:00 | 396 | 376
2018-02-02 13:30 | 389 | 368
2018-02-02 14:00 | 396 | 375
2018-02-02 14:30 | 374 | 353
2018-02-02 15:00 | 369 | 347
2018-02-02 15:30 | 364 | 340
2018-02-02 16:00 | 384 | 362
2018-02-02 16:30 | 378 | 355
2018-02-02 17:00 | 391 | 369
2018-02-02 17:30 | 378 | 355
2018-02-02 18:00 | 359 | 335
2018-02-02 18:30 | 346 | 320
2018-02-02 19:00 | 344 | 319
2018-02-02 19:30 | 360 | 334
2018-02-02 20:00 | 355 | 328
2018-02-02 20:30 | 326 | 297
2018-02-02 21:00 | 287 | 252
2018-02-02 21:30 | 335 | 307
2018-02-02 22:00 | 334 | 302
2018-02-02 22:30 | 353 | 323
2018-02-02 23:00 | 340 | 309
2018-02-02 23:30 | 292 | 254
2018-02-03 | 285 | 245
2018-02-03 00:30 | 265 | 217
2018-02-03 01:00 | 274 | 228
2018-02-03 01:30 | 260 | 208
2018-02-03 02:00 | 244 | 187
2018-02-03 02:30 | 241 | 183
2018-02-03 03:00 | 246 | 190
2018-02-03 03:30 | 247 | 187
2018-02-03 04:00 | 254 | 196
2018-02-03 04:30 | 279 | 226
2018-02-03 05:00 | 288 | 238
2018-02-03 05:30 | 295 | 245
2018-02-03 06:00 | 293 | 244
2018-02-03 06:30 | 299 | 252
2018-02-03 07:00 | 305 | 260
2018-02-03 07:30 | 373 | 341
2018-02-03 08:00 | 406 | 378
2018-02-03 08:30 | 413 | 387
2018-02-03 09:00 | 446 | 425
2018-02-03 09:30 | 461 | 442
2018-02-03 10:00 | 458 | 439
2018-02-03 10:30 | 444 | 423
2018-02-03 11:00 | 452 | 432
2018-02-03 11:30 | 420 | 398
2018-02-03 12:00 | 411 | 388
2018-02-03 12:30 | 402 | 378
2018-02-03 13:00 | 402 | 377
2018-02-03 13:30 | 416 | 392
2018-02-03 14:00 | 408 | 384
2018-02-03 14:30 | 381 | 355
2018-02-03 15:00 | 378 | 351
2018-02-03 15:30 | 385 | 358
2018-02-03 16:00 | 378 | 351
2018-02-03 16:30 | 364 | 336
2018-02-03 17:00 | 366 | 338
2018-02-03 17:30 | 391 | 366
2018-02-03 18:00 | 394 | 369
2018-02-03 18:30 | 388 | 362
2018-02-03 19:00 | 387 | 362
2018-02-03 19:30 | 395 | 370
2018-02-03 20:00 | 391 | 366
2018-02-03 20:30 | 381 | 354
2018-02-03 21:00 | 351 | 320
2018-02-03 21:30 | 359 | 327
2018-02-03 22:00 | 395 | 367
2018-02-03 22:30 | 386 | 355
2018-02-03 23:00 | 322 | 283
2018-02-03 23:30 | 295 | 251
2018-02-04 | 265 | 212
2018-02-04 00:30 | 278 | 226
2018-02-04 01:00 | 279 | 227
2018-02-04 01:30 | 266 | 209
2018-02-04 02:00 | 255 | 195
2018-02-04 02:30 | 260 | 201
2018-02-04 03:00 | 263 | 205
2018-02-04 03:30 | 266 | 210
2018-02-04 04:00 | 283 | 230
2018-02-04 04:30 | 275 | 220
2018-02-04 05:00 | 290 | 239
2018-02-04 05:30 | 295 | 245
2018-02-04 06:00 | 294 | 244
2018-02-04 06:30 | 283 | 230
2018-02-04 07:00 | 285 | 233
2018-02-04 07:30 | 322 | 278
2018-02-04 08:00 | 315 | 271
2018-02-04 08:30 | 312 | 267
2018-02-04 09:00 | 318 | 275
2018-02-04 09:30 | 318 | 276
2018-02-04 10:00 | 312 | 271
2018-02-04 10:30 | 322 | 283
2018-02-04 11:00 | 305 | 263
2018-02-04 11:30 | 311 | 269
2018-02-04 12:00 | 305 | 263
2018-02-04 12:30 | 308 | 265
2018-02-04 13:00 | 310 | 268
2018-02-04 13:30 | 310 | 270
2018-02-04 14:00 | 280 | 233
2018-02-04 14:30 | 295 | 252
2018-02-04 15:00 | 345 | 309
2018-02-04 15:30 | 368 | 335
2018-02-04 16:00 | 400 | 369
2018-02-04 16:30 | 446 | 421
2018-02-04 17:00 | 498 | 477
2018-02-04 17:30 | 513 | 494
2018-02-04 18:00 | 511 | 491
2018-02-04 18:30 | 512 | 492
2018-02-04 19:00 | 508 | 488
2018-02-04 19:30 | 501 | 481
2018-02-04 20:00 | 509 | 490
2018-02-04 20:30 | 490 | 469
2018-02-04 21:00 | 470 | 447
2018-02-04 21:30 | 461 | 437
2018-02-04 22:00 | 448 | 422
2018-02-04 22:30 | 415 | 386
2018-02-04 23:00 | 351 | 316
2018-02-04 23:30 | 316 | 274
2018-02-05 | 296 | 247
2018-02-05 00:30 | 302 | 254
2018-02-05 01:00 | 305 | 259
2018-02-05 01:30 | 316 | 272
2018-02-05 02:00 | 303 | 256
2018-02-05 02:30 | 286 | 235
2018-02-05 03:00 | 285 | 235
2018-02-05 03:30 | 291 | 241
2018-02-05 04:00 | 318 | 273
2018-02-05 04:30 | 339 | 298
2018-02-05 05:00 | 358 | 320
2018-02-05 05:30 | 404 | 372
2018-02-05 06:00 | 450 | 422
2018-02-05 06:30 | 470 | 449
2018-02-05 07:00 | 498 | 480
2018-02-05 07:30 | 497 | 478
2018-02-05 08:00 | 466 | 445
2018-02-05 08:30 | 474 | 454
2018-02-05 09:00 | 488 | 469
2018-02-05 09:30 | 501 | 484
2018-02-05 10:00 | 503 | 486
2018-02-05 10:30 | 506 | 489
2018-02-05 11:00 | 490 | 472
2018-02-05 11:30 | 470 | 450
2018-02-05 12:00 | 448 | 427
2018-02-05 12:30 | 453 | 432
2018-02-05 13:00 | 458 | 438
2018-02-05 13:30 | 466 | 446
2018-02-05 14:00 | 467 | 447
2018-02-05 14:30 | 484 | 465
2018-02-05 15:00 | 489 | 470
2018-02-05 15:30 | 522 | 505
2018-02-05 16:00 | 528 | 512
2018-02-05 16:30 | 538 | 522
2018-02-05 17:00 | 548 | 533
2018-02-05 17:30 | 526 | 509
2018-02-05 18:00 | 523 | 505
2018-02-05 18:30 | 492 | 473
2018-02-05 19:00 | 522 | 506
2018-02-05 19:30 | 521 | 505
2018-02-05 20:00 | 485 | 466
2018-02-05 20:30 | 441 | 419
2018-02-05 21:00 | 424 | 400
2018-02-05 21:30 | 406 | 381
2018-02-05 22:00 | 399 | 372
2018-02-05 22:30 | 408 | 380
2018-02-05 23:00 | 355 | 322
2018-02-05 23:30 | 343 | 307
2018-02-06 | 337 | 299
2018-02-06 00:30 | 351 | 315
2018-02-06 01:00 | 349 | 312
2018-02-06 01:30 | 330 | 291
2018-02-06 02:00 | 316 | 275
2018-02-06 02:30 | 327 | 288
2018-02-06 03:00 | 305 | 262
2018-02-06 03:30 | 325 | 285
2018-02-06 04:00 | 300 | 255
2018-02-06 04:30 | 307 | 264
2018-02-06 05:00 | 310 | 268
2018-02-06 05:30 | 313 | 271
2018-02-06 06:00 | 310 | 267
2018-02-06 06:30 | 349 | 314
2018-02-06 07:00 | 392 | 364
2018-02-06 07:30 | 400 | 372
2018-02-06 08:00 | 397 | 370
2018-02-06 08:30 | 391 | 363
2018-02-06 09:00 | 386 | 358
2018-02-06 09:30 | 390 | 363
2018-02-06 10:00 | 416 | 391
2018-02-06 10:30 | 391 | 364
2018-02-06 11:00 | 406 | 380
2018-02-06 11:30 | 423 | 398
2018-02-06 12:00 | 404 | 378
2018-02-06 12:30 | 392 | 365
2018-02-06 13:00 | 421 | 397
2018-02-06 13:30 | 445 | 423
2018-02-06 14:00 | 446 | 424
2018-02-06 14:30 | 442 | 420
2018-02-06 15:00 | 489 | 471
2018-02-06 15:30 | 524 | 509
2018-02-06 16:00 | 545 | 532
2018-02-06 16:30 | 547 | 535
2018-02-06 17:00 | 528 | 515
2018-02-06 17:30 | 525 | 511
2018-02-06 18:00 | 494 | 478
2018-02-06 18:30 | 450 | 431
2018-02-06 19:00 | 452 | 434
2018-02-06 19:30 | 469 | 453
2018-02-06 20:00 | 463 | 445
2018-02-06 20:30 | 437 | 417
2018-02-06 21:00 | 413 | 391
2018-02-06 21:30 | 402 | 379
2018-02-06 22:00 | 420 | 398
2018-02-06 22:30 | 439 | 417
2018-02-06 23:00 | 421 | 398
2018-02-06 23:30 | 393 | 367
2018-02-07 | 388 | 361
2018-02-07 00:30 | 381 | 353
2018-02-07 01:00 | 380 | 350
2018-02-07 01:30 | 356 | 324
2018-02-07 02:00 | 329 | 292
2018-02-07 02:30 | 314 | 273
2018-02-07 03:00 | 319 | 278
2018-02-07 03:30 | 319 | 278
2018-02-07 04:00 | 323 | 284
2018-02-07 04:30 | 351 | 315
2018-02-07 05:00 | 378 | 345
2018-02-07 05:30 | 391 | 361
2018-02-07 06:00 | 407 | 378
2018-02-07 06:30 | 431 | 406
2018-02-07 07:00 | 458 | 438
2018-02-07 07:30 | 439 | 417
2018-02-07 08:00 | 442 | 421
2018-02-07 08:30 | 478 | 459
2018-02-07 09:00 | 464 | 445
2018-02-07 09:30 | 441 | 420
2018-02-07 10:00 | 447 | 426
2018-02-07 10:30 | 462 | 443
2018-02-07 11:00 | 455 | 436
2018-02-07 11:30 | 446 | 426
2018-02-07 12:00 | 433 | 412
2018-02-07 12:30 | 439 | 417
2018-02-07 13:00 | 504 | 487
2018-02-07 13:30 | 529 | 514
2018-02-07 14:00 | 498 | 480
2018-02-07 14:30 | 516 | 500
2018-02-07 15:00 | 554 | 540
2018-02-07 15:30 | 549 | 534
2018-02-07 16:00 | 571 | 558
2018-02-07 16:30 | 641 | 631
2018-02-07 17:00 | 636 | 626
2018-02-07 17:30 | 610 | 599
2018-02-07 18:00 | 581 | 568
2018-02-07 18:30 | 567 | 554
2018-02-07 19:00 | 542 | 528
2018-02-07 19:30 | 523 | 508
2018-02-07 20:00 | 489 | 472
2018-02-07 20:30 | 446 | 425
2018-02-07 21:00 | 415 | 392
2018-02-07 21:30 | 381 | 354
2018-02-07 22:00 | 377 | 348
2018-02-07 22:30 | 401 | 375
2018-02-07 23:00 | 351 | 319
2018-02-07 23:30 | 328 | 292
2018-02-08 | 313 | 275
2018-02-08 00:30 | 322 | 285
2018-02-08 01:00 | 326 | 286
2018-02-08 01:30 | 325 | 285
2018-02-08 02:00 | 327 | 287
2018-02-08 02:30 | 316 | 275
2018-02-08 03:00 | 296 | 251
2018-02-08 03:30 | 297 | 252
2018-02-08 04:00 | 307 | 262
2018-02-08 04:30 | 315 | 273
2018-02-08 05:00 | 315 | 273
2018-02-08 05:30 | 326 | 286
2018-02-08 06:00 | 350 | 314
2018-02-08 06:30 | 373 | 340
2018-02-08 07:00 | 397 | 367
2018-02-08 07:30 | 373 | 340
2018-02-08 08:00 | 377 | 347
2018-02-08 08:30 | 380 | 349
2018-02-08 09:00 | 402 | 374
2018-02-08 09:30 | 434 | 411
2018-02-08 10:00 | 464 | 443
2018-02-08 10:30 | 472 | 451
2018-02-08 11:00 | 475 | 454
2018-02-08 11:30 | 474 | 454
2018-02-08 12:00 | 468 | 447
2018-02-08 12:30 | 482 | 462
2018-02-08 13:00 | 503 | 484
2018-02-08 13:30 | 533 | 517
2018-02-08 14:00 | 527 | 511
2018-02-08 14:30 | 566 | 552
2018-02-08 15:00 | 638 | 628
2018-02-08 15:30 | 704 | 695
2018-02-08 16:00 | 751 | 740
2018-02-08 16:30 | 710 | 696
2018-02-08 17:00 | 733 | 721
2018-02-08 17:30 | 708 | 694
2018-02-08 18:00 | 709 | 695
2018-02-08 18:30 | 690 | 676
2018-02-08 19:00 | 644 | 626
2018-02-08 19:30 | 608 | 588
2018-02-08 20:00 | 617 | 597
2018-02-08 20:30 | 654 | 636
2018-02-08 21:00 | 622 | 601
2018-02-08 21:30 | 576 | 552
2018-02-08 22:00 | 505 | 484
2018-02-08 22:30 | 477 | 456
2018-02-08 23:00 | 433 | 408
2018-02-08 23:30 | 398 | 369
2018-02-09 | 374 | 342
2018-02-09 00:30 | 387 | 356
2018-02-09 01:00 | 400 | 370
2018-02-09 01:30 | 384 | 353
2018-02-09 02:00 | 400 | 370
2018-02-09 02:30 | 443 | 418
2018-02-09 03:00 | 484 | 462
2018-02-09 03:30 | 478 | 457
2018-02-09 04:00 | 477 | 455
2018-02-09 04:30 | 467 | 444
2018-02-09 05:00 | 446 | 421
2018-02-09 05:30 | 474 | 451
2018-02-09 06:00 | 512 | 493
2018-02-09 06:30 | 528 | 511
2018-02-09 07:00 | 578 | 562
2018-02-09 07:30 | 588 | 566
2018-02-09 08:00 | 590 | 568
2018-02-09 08:30 | 617 | 597
2018-02-09 09:00 | 617 | 597
2018-02-09 09:30 | 617 | 597
2018-02-09 10:00 | 619 | 599
2018-02-09 10:30 | 629 | 610
2018-02-09 11:00 | 600 | 579
2018-02-09 11:30 | 566 | 542
2018-02-09 12:00 | 562 | 538
2018-02-09 12:30 | 586 | 563
2018-02-09 13:00 | 605 | 585
2018-02-09 13:30 | 634 | 617
2018-02-09 14:00 | 614 | 595
2018-02-09 14:30 | 583 | 562
2018-02-09 15:00 | 588 | 567
2018-02-09 15:30 | 571 | 549
2018-02-09 16:00 | 567 | 544
2018-02-09 16:30 | 543 | 528
2018-02-09 17:00 | 555 | 542
2018-02-09 17:30 | 536 | 523
2018-02-09 18:00 | 490 | 474
2018-02-09 18:30 | 487 | 471
2018-02-09 19:00 | 487 | 472
2018-02-09 19:30 | 492 | 477
2018-02-09 20:00 | 457 | 440
2018-02-09 20:30 | 463 | 446
2018-02-09 21:00 | 431 | 412
2018-02-09 21:30 | 426 | 406
2018-02-09 22:00 | 430 | 410
2018-02-09 22:30 | 439 | 418
2018-02-09 23:00 | 388 | 364
2018-02-09 23:30 | 350 | 321
2018-02-10 | 338 | 308
2018-02-10 00:30 | 387 | 361
2018-02-10 01:00 | 380 | 353
2018-02-10 01:30 | 345 | 313
2018-02-10 02:00 | 343 | 311
2018-02-10 02:30 | 341 | 309
2018-02-10 03:00 | 367 | 336
2018-02-10 03:30 | 372 | 342
2018-02-10 04:00 | 363 | 331
2018-02-10 04:30 | 357 | 325
2018-02-10 05:00 | 355 | 323
2018-02-10 05:30 | 361 | 330
2018-02-10 06:00 | 398 | 371
2018-02-10 06:30 | 418 | 393
2018-02-10 07:00 | 419 | 394
2018-02-10 07:30 | 436 | 413
2018-02-10 08:00 | 434 | 410
2018-02-10 08:30 | 441 | 419
2018-02-10 09:00 | 434 | 410
2018-02-10 09:30 | 423 | 399
2018-02-10 10:00 | 426 | 401
2018-02-10 10:30 | 416 | 391
2018-02-10 11:00 | 413 | 388
2018-02-10 11:30 | 419 | 394
2018-02-10 12:00 | 416 | 390
2018-02-10 12:30 | 426 | 402
2018-02-10 13:00 | 465 | 443
2018-02-10 13:30 | 422 | 397
2018-02-10 14:00 | 444 | 421
2018-02-10 14:30 | 489 | 470
2018-02-10 15:00 | 530 | 512
2018-02-10 15:30 | 526 | 509
2018-02-10 16:00 | 557 | 532
2018-02-10 16:30 | 585 | 559
2018-02-10 17:00 | 618 | 595
2018-02-10 17:30 | 624 | 603
2018-02-10 18:00 | 607 | 586
2018-02-10 18:30 | 589 | 567
2018-02-10 19:00 | 569 | 545
2018-02-10 19:30 | 550 | 524
2018-02-10 20:00 | 535 | 506
2018-02-10 20:30 | 533 | 504
2018-02-10 21:00 | 516 | 498
2018-02-10 21:30 | 500 | 482
2018-02-10 22:00 | 480 | 461
2018-02-10 22:30 | 466 | 445
2018-02-10 23:00 | 435 | 411
2018-02-10 23:30 | 413 | 388
2018-02-11 | 375 | 345
2018-02-11 00:30 | 377 | 348
2018-02-11 01:00 | 382 | 353
2018-02-11 01:30 | 365 | 335
2018-02-11 02:00 | 349 | 315
2018-02-11 02:30 | 325 | 289
2018-02-11 03:00 | 310 | 271
2018-02-11 03:30 | 320 | 283
2018-02-11 04:00 | 303 | 262
2018-02-11 04:30 | 319 | 276
2018-02-11 05:00 | 309 | 264
2018-02-11 05:30 | 333 | 293
2018-02-11 06:00 | 346 | 308
2018-02-11 06:30 | 357 | 319
2018-02-11 07:00 | 361 | 325
2018-02-11 07:30 | 365 | 331
2018-02-11 08:00 | 352 | 315
2018-02-11 08:30 | 376 | 342
2018-02-11 09:00 | 388 | 357
2018-02-11 09:30 | 391 | 361
2018-02-11 10:00 | 387 | 356
2018-02-11 10:30 | 393 | 364
2018-02-11 11:00 | 411 | 384
2018-02-11 11:30 | 417 | 390
2018-02-11 12:00 | 417 | 390
2018-02-11 12:30 | 458 | 434
2018-02-11 13:00 | 490 | 469
2018-02-11 13:30 | 494 | 473
2018-02-11 14:00 | 487 | 465
2018-02-11 14:30 | 482 | 460
2018-02-11 15:00 | 524 | 491
2018-02-11 15:30 | 540 | 509
2018-02-11 16:00 | 548 | 517
2018-02-11 16:30 | 582 | 556
2018-02-11 17:00 | 615 | 592
2018-02-11 17:30 | 600 | 576
2018-02-11 18:00 | 585 | 560
2018-02-11 18:30 | 526 | 496
2018-02-11 19:00 | 449 | 410
2018-02-11 19:30 | 430 | 388
2018-02-11 20:00 | 434 | 392
2018-02-11 20:30 | 434 | 391
2018-02-11 21:00 | 439 | 397
2018-02-11 21:30 | 456 | 416
2018-02-11 22:00 | 433 | 406
2018-02-11 22:30 | 399 | 372
2018-02-11 23:00 | 376 | 346
2018-02-11 23:30 | 364 | 332
2018-02-12 | 332 | 294
2018-02-12 00:30 | 315 | 274
2018-02-12 01:00 | 327 | 287
2018-02-12 01:30 | 316 | 273
2018-02-12 02:00 | 305 | 260
2018-02-12 02:30 | 304 | 259
2018-02-12 03:00 | 303 | 258
2018-02-12 03:30 | 323 | 281
2018-02-12 04:00 | 332 | 291
2018-02-12 04:30 | 341 | 302
2018-02-12 05:00 | 337 | 297
2018-02-12 05:30 | 336 | 297
2018-02-12 06:00 | 348 | 311
2018-02-12 06:30 | 399 | 369
2018-02-12 07:00 | 440 | 418
2018-02-12 07:30 | 474 | 455
2018-02-12 08:00 | 487 | 470
2018-02-12 08:30 | 503 | 488
2018-02-12 09:00 | 518 | 503
2018-02-12 09:30 | 520 | 505
2018-02-12 10:00 | 543 | 518
2018-02-12 10:30 | 532 | 505
2018-02-12 11:00 | 524 | 497
2018-02-12 11:30 | 520 | 493
2018-02-12 12:00 | 577 | 555
2018-02-12 12:30 | 603 | 584
2018-02-12 13:00 | 611 | 593
2018-02-12 13:30 | 615 | 598
2018-02-12 14:00 | 602 | 584
2018-02-12 14:30 | 595 | 577
2018-02-12 15:00 | 618 | 601
2018-02-12 15:30 | 631 | 614
2018-02-12 16:00 | 604 | 586
2018-02-12 16:30 | 593 | 574
2018-02-12 17:00 | 610 | 593
2018-02-12 17:30 | 620 | 603
2018-02-12 18:00 | 609 | 592
2018-02-12 18:30 | 585 | 566
2018-02-12 19:00 | 600 | 582
2018-02-12 19:30 | 584 | 564
2018-02-12 20:00 | 545 | 522
2018-02-12 20:30 | 530 | 504
2018-02-12 21:00 | 512 | 484
2018-02-12 21:30 | 508 | 486
2018-02-12 22:00 | 493 | 478
2018-02-12 22:30 | 449 | 431
2018-02-12 23:00 | 418 | 399
2018-02-12 23:30 | 371 | 345
2018-02-13 | 337 | 308
2018-02-13 00:30 | 337 | 307
2018-02-13 01:00 | 331 | 300
2018-02-13 01:30 | 325 | 294
2018-02-13 02:00 | 313 | 277
2018-02-13 02:30 | 314 | 278
2018-02-13 03:00 | 316 | 280
2018-02-13 03:30 | 319 | 282
2018-02-13 04:00 | 317 | 280
2018-02-13 04:30 | 317 | 281
2018-02-13 05:00 | 315 | 278
2018-02-13 05:30 | 318 | 281
2018-02-13 06:00 | 349 | 317
2018-02-13 06:30 | 411 | 389
2018-02-13 07:00 | 471 | 453
2018-02-13 07:30 | 504 | 489
2018-02-13 08:00 | 541 | 529
2018-02-13 08:30 | 572 | 562
2018-02-13 09:00 | 574 | 564
2018-02-13 09:30 | 573 | 563
2018-02-13 10:00 | 580 | 569
2018-02-13 10:30 | 570 | 559
2018-02-13 11:00 | 573 | 562
2018-02-13 11:30 | 576 | 566
2018-02-13 12:00 | 577 | 566
2018-02-13 12:30 | 570 | 559
2018-02-13 13:00 | 569 | 558
2018-02-13 13:30 | 568 | 557
2018-02-13 14:00 | 552 | 541
2018-02-13 14:30 | 540 | 528
2018-02-13 15:00 | 526 | 512
2018-02-13 15:30 | 553 | 541
2018-02-13 16:00 | 580 | 569
2018-02-13 16:30 | 615 | 606
2018-02-13 17:00 | 631 | 623
2018-02-13 17:30 | 606 | 597
2018-02-13 18:00 | 589 | 580
2018-02-13 18:30 | 572 | 562
2018-02-13 19:00 | 584 | 575
2018-02-13 19:30 | 566 | 556
2018-02-13 20:00 | 522 | 510
2018-02-13 20:30 | 486 | 470
2018-02-13 21:00 | 450 | 433
2018-02-13 21:30 | 456 | 439
2018-02-13 22:00 | 435 | 416
2018-02-13 22:30 | 404 | 383
2018-02-13 23:00 | 367 | 342
2018-02-13 23:30 | 334 | 306
2018-02-14 | 316 | 286
2018-02-14 00:30 | 300 | 268
2018-02-14 01:00 | 307 | 275
2018-02-14 01:30 | 287 | 252
2018-02-14 02:00 | 269 | 231
2018-02-14 02:30 | 259 | 220
2018-02-14 03:00 | 253 | 213
2018-02-14 03:30 | 269 | 231
2018-02-14 04:00 | 270 | 232
2018-02-14 04:30 | 257 | 217
2018-02-14 05:00 | 276 | 239
2018-02-14 05:30 | 311 | 279
2018-02-14 06:00 | 360 | 333
2018-02-14 06:30 | 417 | 396
2018-02-14 07:00 | 444 | 426
2018-02-14 07:30 | 477 | 461
2018-02-14 08:00 | 497 | 484
2018-02-14 08:30 | 499 | 486
2018-02-14 09:00 | 498 | 486
2018-02-14 09:30 | 495 | 483
2018-02-14 10:00 | 503 | 492
2018-02-14 10:30 | 514 | 503
2018-02-14 11:00 | 536 | 527
2018-02-14 11:30 | 576 | 568
2018-02-14 12:00 | 569 | 561
2018-02-14 12:30 | 584 | 576
2018-02-14 13:00 | 527 | 518
2018-02-14 13:30 | 504 | 493
2018-02-14 14:00 | 511 | 501
2018-02-14 14:30 | 507 | 497
2018-02-14 15:00 | 515 | 505
2018-02-14 15:30 | 550 | 542
2018-02-14 16:00 | 594 | 587
2018-02-14 16:30 | 631 | 623
2018-02-14 17:00 | 658 | 646
2018-02-14 17:30 | 651 | 638
2018-02-14 18:00 | 652 | 640
2018-02-14 18:30 | 619 | 606
2018-02-14 19:00 | 597 | 583
2018-02-14 19:30 | 589 | 574
2018-02-14 20:00 | 561 | 545
2018-02-14 20:30 | 537 | 529
2018-02-14 21:00 | 521 | 511
2018-02-14 21:30 | 482 | 471
2018-02-14 22:00 | 440 | 427
2018-02-14 22:30 | 410 | 394
2018-02-14 23:00 | 414 | 398
2018-02-14 23:30 | 377 | 357
2018-02-15 | 364 | 340
2018-02-15 00:30 | 375 | 351
2018-02-15 01:00 | 365 | 341
2018-02-15 01:30 | 350 | 325
2018-02-15 02:00 | 364 | 340
2018-02-15 02:30 | 362 | 336
2018-02-15 03:00 | 343 | 311
2018-02-15 03:30 | 398 | 370
2018-02-15 04:00 | 433 | 410
2018-02-15 04:30 | 432 | 409
2018-02-15 05:00 | 424 | 400
2018-02-15 05:30 | 406 | 380
2018-02-15 06:00 | 424 | 401
2018-02-15 06:30 | 478 | 462
2018-02-15 07:00 | 507 | 493
2018-02-15 07:30 | 528 | 516
2018-02-15 08:00 | 529 | 517
2018-02-15 08:30 | 532 | 521
2018-02-15 09:00 | 523 | 512
2018-02-15 09:30 | 531 | 520
2018-02-15 10:00 | 570 | 560
2018-02-15 10:30 | 575 | 565
2018-02-15 11:00 | 566 | 556
2018-02-15 11:30 | 531 | 521
2018-02-15 12:00 | 524 | 514
2018-02-15 12:30 | 536 | 526
2018-02-15 13:00 | 531 | 521
2018-02-15 13:30 | 506 | 495
2018-02-15 14:00 | 496 | 485
2018-02-15 14:30 | 530 | 520
2018-02-15 15:00 | 566 | 558
2018-02-15 15:30 | 610 | 604
2018-02-15 16:00 | 669 | 661
2018-02-15 16:30 | 670 | 658
2018-02-15 17:00 | 685 | 674
2018-02-15 17:30 | 682 | 672
2018-02-15 18:00 | 632 | 619
2018-02-15 18:30 | 605 | 591
2018-02-15 19:00 | 598 | 584
2018-02-15 19:30 | 576 | 560
2018-02-15 20:00 | 546 | 527
2018-02-15 20:30 | 533 | 517
2018-02-15 21:00 | 492 | 479
2018-02-15 21:30 | 453 | 438
2018-02-15 22:00 | 418 | 401
2018-02-15 22:30 | 435 | 418
2018-02-15 23:00 | 396 | 377
2018-02-15 23:30 | 345 | 321
2018-02-16 | 318 | 288
2018-02-16 00:30 | 308 | 274
2018-02-16 01:00 | 302 | 268
2018-02-16 01:30 | 283 | 246
2018-02-16 02:00 | 313 | 279
2018-02-16 02:30 | 299 | 264
2018-02-16 03:00 | 299 | 265
2018-02-16 03:30 | 292 | 256
2018-02-16 04:00 | 296 | 260
2018-02-16 04:30 | 299 | 263
2018-02-16 05:00 | 304 | 269
2018-02-16 05:30 | 363 | 335
2018-02-16 06:00 | 407 | 384
2018-02-16 06:30 | 459 | 441
2018-02-16 07:00 | 498 | 483
2018-02-16 07:30 | 494 | 481
2018-02-16 08:00 | 460 | 446
2018-02-16 08:30 | 470 | 456
2018-02-16 09:00 | 469 | 455
2018-02-16 09:30 | 511 | 500
2018-02-16 10:00 | 530 | 519
2018-02-16 10:30 | 526 | 516
2018-02-16 11:00 | 530 | 520
2018-02-16 11:30 | 525 | 515
2018-02-16 12:00 | 517 | 506
2018-02-16 12:30 | 511 | 501
2018-02-16 13:00 | 506 | 496
2018-02-16 13:30 | 510 | 499
2018-02-16 14:00 | 515 | 505
2018-02-16 14:30 | 519 | 509
2018-02-16 15:00 | 543 | 534
2018-02-16 15:30 | 570 | 563
2018-02-16 16:00 | 578 | 571
2018-02-16 16:30 | 570 | 563
2018-02-16 17:00 | 573 | 566
2018-02-16 17:30 | 562 | 554
2018-02-16 18:00 | 512 | 502
2018-02-16 18:30 | 467 | 456
2018-02-16 19:00 | 454 | 442
2018-02-16 19:30 | 437 | 422
2018-02-16 20:00 | 428 | 412
2018-02-16 20:30 | 419 | 403
2018-02-16 21:00 | 409 | 392
2018-02-16 21:30 | 431 | 417
2018-02-16 22:00 | 432 | 416
2018-02-16 22:30 | 391 | 369
2018-02-16 23:00 | 310 | 282
2018-02-16 23:30 | 296 | 261
2018-02-17 | 288 | 250
2018-02-17 00:30 | 280 | 238
2018-02-17 01:00 | 255 | 212
2018-02-17 01:30 | 260 | 214
2018-02-17 02:00 | 274 | 231
2018-02-17 02:30 | 286 | 243
2018-02-17 03:00 | 273 | 227
2018-02-17 03:30 | 260 | 213
2018-02-17 04:00 | 255 | 206
2018-02-17 04:30 | 255 | 206
2018-02-17 05:00 | 271 | 225
2018-02-17 05:30 | 292 | 251
2018-02-17 06:00 | 337 | 303
2018-02-17 06:30 | 339 | 306
2018-02-17 07:00 | 337 | 304
2018-02-17 07:30 | 364 | 334
2018-02-17 08:00 | 360 | 331
2018-02-17 08:30 | 393 | 369
2018-02-17 09:00 | 423 | 401
2018-02-17 09:30 | 427 | 405
2018-02-17 10:00 | 448 | 428
2018-02-17 10:30 | 447 | 427
2018-02-17 11:00 | 451 | 431
2018-02-17 11:30 | 450 | 431
2018-02-17 12:00 | 444 | 424
2018-02-17 12:30 | 440 | 421
2018-02-17 13:00 | 442 | 423
2018-02-17 13:30 | 444 | 425
2018-02-17 14:00 | 437 | 418
2018-02-17 14:30 | 451 | 432
2018-02-17 15:00 | 468 | 451
2018-02-17 15:30 | 467 | 450
2018-02-17 16:00 | 449 | 431
2018-02-17 16:30 | 429 | 410
2018-02-17 17:00 | 460 | 443
2018-02-17 17:30 | 413 | 394
2018-02-17 18:00 | 395 | 375
2018-02-17 18:30 | 386 | 366
2018-02-17 19:00 | 393 | 373
2018-02-17 19:30 | 422 | 404
2018-02-17 20:00 | 450 | 433
2018-02-17 20:30 | 415 | 396
2018-02-17 21:00 | 421 | 401
2018-02-17 21:30 | 431 | 411
2018-02-17 22:00 | 441 | 421
2018-02-17 22:30 | 405 | 383
2018-02-17 23:00 | 368 | 343
2018-02-17 23:30 | 328 | 298
2018-02-18 | 300 | 265
2018-02-18 00:30 | 278 | 237
2018-02-18 01:00 | 266 | 220
2018-02-18 01:30 | 267 | 220
2018-02-18 02:00 | 254 | 205
2018-02-18 02:30 | 257 | 208
2018-02-18 03:00 | 257 | 209
2018-02-18 03:30 | 249 | 201
2018-02-18 04:00 | 252 | 203
2018-02-18 04:30 | 253 | 204
2018-02-18 05:00 | 267 | 222
2018-02-18 05:30 | 279 | 236
2018-02-18 06:00 | 284 | 241
2018-02-18 06:30 | 305 | 265
2018-02-18 07:00 | 329 | 292
2018-02-18 07:30 | 341 | 307
2018-02-18 08:00 | 346 | 312
2018-02-18 08:30 | 349 | 316
2018-02-18 09:00 | 354 | 322
2018-02-18 09:30 | 355 | 323
2018-02-18 10:00 | 345 | 311
2018-02-18 10:30 | 381 | 352
2018-02-18 11:00 | 401 | 378
2018-02-18 11:30 | 402 | 381
2018-02-18 12:00 | 404 | 383
2018-02-18 12:30 | 419 | 399
2018-02-18 13:00 | 436 | 416
2018-02-18 13:30 | 437 | 417
2018-02-18 14:00 | 445 | 425
2018-02-18 14:30 | 462 | 444
2018-02-18 15:00 | 488 | 472
2018-02-18 15:30 | 486 | 470
2018-02-18 16:00 | 478 | 461
2018-02-18 16:30 | 449 | 431
2018-02-18 17:00 | 453 | 435
2018-02-18 17:30 | 446 | 428
2018-02-18 18:00 | 443 | 426
2018-02-18 18:30 | 426 | 409
2018-02-18 19:00 | 421 | 403
2018-02-18 19:30 | 428 | 411
2018-02-18 20:00 | 428 | 411
2018-02-18 20:30 | 384 | 363
2018-02-18 21:00 | 398 | 378
2018-02-18 21:30 | 419 | 401
2018-02-18 22:00 | 402 | 382
2018-02-18 22:30 | 382 | 360
2018-02-18 23:00 | 354 | 329
2018-02-18 23:30 | 321 | 291
2018-02-19 | 306 | 274
2018-02-19 00:30 | 286 | 249
2018-02-19 01:00 | 297 | 259
2018-02-19 01:30 | 290 | 251
2018-02-19 02:00 | 287 | 247
2018-02-19 02:30 | 289 | 248
2018-02-19 03:00 | 265 | 221
2018-02-19 03:30 | 257 | 211
2018-02-19 04:00 | 262 | 216
2018-02-19 04:30 | 277 | 235
2018-02-19 05:00 | 288 | 248
2018-02-19 05:30 | 310 | 274
2018-02-19 06:00 | 306 | 269
2018-02-19 06:30 | 352 | 322
2018-02-19 07:00 | 377 | 350
2018-02-19 07:30 | 421 | 398
2018-02-19 08:00 | 440 | 419
2018-02-19 08:30 | 450 | 428
2018-02-19 09:00 | 445 | 425
2018-02-19 09:30 | 448 | 429
2018-02-19 10:00 | 454 | 435
2018-02-19 10:30 | 451 | 432
2018-02-19 11:00 | 458 | 440
2018-02-19 11:30 | 462 | 445
2018-02-19 12:00 | 495 | 479
2018-02-19 12:30 | 526 | 513
2018-02-19 13:00 | 548 | 536
2018-02-19 13:30 | 542 | 529
2018-02-19 14:00 | 545 | 532
2018-02-19 14:30 | 537 | 524
2018-02-19 15:00 | 536 | 523
2018-02-19 15:30 | 547 | 535
2018-02-19 16:00 | 578 | 567
2018-02-19 16:30 | 579 | 569
2018-02-19 17:00 | 598 | 589
2018-02-19 17:30 | 585 | 576
2018-02-19 18:00 | 557 | 547
2018-02-19 18:30 | 516 | 504
2018-02-19 19:00 | 551 | 541
2018-02-19 19:30 | 545 | 534
2018-02-19 20:00 | 550 | 540
2018-02-19 20:30 | 542 | 531
2018-02-19 21:00 | 511 | 498
2018-02-19 21:30 | 485 | 471
2018-02-19 22:00 | 455 | 439
2018-02-19 22:30 | 422 | 404
2018-02-19 23:00 | 420 | 400
2018-02-19 23:30 | 401 | 380
2018-02-20 | 385 | 362
2018-02-20 00:30 | 343 | 315
2018-02-20 01:00 | 332 | 303
2018-02-20 01:30 | 311 | 279
2018-02-20 02:00 | 313 | 281
2018-02-20 02:30 | 318 | 286
2018-02-20 03:00 | 306 | 273
2018-02-20 03:30 | 300 | 266
2018-02-20 04:00 | 299 | 265
2018-02-20 04:30 | 298 | 266
2018-02-20 05:00 | 297 | 263
2018-02-20 05:30 | 316 | 285
2018-02-20 06:00 | 320 | 291
2018-02-20 06:30 | 366 | 342
2018-02-20 07:00 | 407 | 386
2018-02-20 07:30 | 416 | 395
2018-02-20 08:00 | 443 | 424
2018-02-20 08:30 | 442 | 424
2018-02-20 09:00 | 447 | 430
2018-02-20 09:30 | 407 | 387
2018-02-20 10:00 | 402 | 382
2018-02-20 10:30 | 438 | 419
2018-02-20 11:00 | 452 | 435
2018-02-20 11:30 | 459 | 442
2018-02-20 12:00 | 456 | 439
2018-02-20 12:30 | 474 | 459
2018-02-20 13:00 | 444 | 426
2018-02-20 13:30 | 461 | 444
2018-02-20 14:00 | 481 | 466
2018-02-20 14:30 | 475 | 459
2018-02-20 15:00 | 465 | 448
2018-02-20 15:30 | 469 | 451
2018-02-20 16:00 | 483 | 467
2018-02-20 16:30 | 523 | 508
2018-02-20 17:00 | 547 | 534
2018-02-20 17:30 | 513 | 499
2018-02-20 18:00 | 504 | 490
2018-02-20 18:30 | 485 | 469
2018-02-20 19:00 | 454 | 436
2018-02-20 19:30 | 450 | 432
2018-02-20 20:00 | 459 | 441
2018-02-20 20:30 | 477 | 460
2018-02-20 21:00 | 467 | 449
2018-02-20 21:30 | 484 | 467
2018-02-20 22:00 | 452 | 433
2018-02-20 22:30 | 454 | 435
2018-02-20 23:00 | 409 | 385
2018-02-20 23:30 | 352 | 321
2018-02-21 | 328 | 293
2018-02-21 00:30 | 320 | 281
2018-02-21 01:00 | 316 | 277
2018-02-21 01:30 | 311 | 270
2018-02-21 02:00 | 308 | 267
2018-02-21 02:30 | 300 | 257
2018-02-21 03:00 | 282 | 237
2018-02-21 03:30 | 273 | 225
2018-02-21 04:00 | 269 | 221
2018-02-21 04:30 | 288 | 244
2018-02-21 05:00 | 312 | 273
2018-02-21 05:30 | 332 | 296
2018-02-21 06:00 | 338 | 303
2018-02-21 06:30 | 397 | 370
2018-02-21 07:00 | 460 | 439
2018-02-21 07:30 | 474 | 455
2018-02-21 08:00 | 474 | 455
2018-02-21 08:30 | 484 | 466
2018-02-21 09:00 | 496 | 480
2018-02-21 09:30 | 503 | 486
2018-02-21 10:00 | 504 | 488
2018-02-21 10:30 | 501 | 485
2018-02-21 11:00 | 500 | 483
2018-02-21 11:30 | 492 | 475
2018-02-21 12:00 | 503 | 486
2018-02-21 12:30 | 502 | 486
2018-02-21 13:00 | 495 | 478
2018-02-21 13:30 | 498 | 481
2018-02-21 14:00 | 474 | 456
2018-02-21 14:30 | 478 | 459
2018-02-21 15:00 | 498 | 480
2018-02-21 15:30 | 508 | 492
2018-02-21 16:00 | 499 | 481
2018-02-21 16:30 | 502 | 484
2018-02-21 17:00 | 500 | 483
2018-02-21 17:30 | 515 | 498
2018-02-21 18:00 | 517 | 500
2018-02-21 18:30 | 519 | 503
2018-02-21 19:00 | 532 | 517
2018-02-21 19:30 | 508 | 491
2018-02-21 20:00 | 482 | 463
2018-02-21 20:30 | 467 | 447
2018-02-21 21:00 | 454 | 432
2018-02-21 21:30 | 443 | 421
2018-02-21 22:00 | 412 | 387
2018-02-21 22:30 | 412 | 386
2018-02-21 23:00 | 404 | 377
2018-02-21 23:30 | 383 | 354
2018-02-22 | 364 | 333
2018-02-22 00:30 | 322 | 286
2018-02-22 01:00 | 329 | 293
2018-02-22 01:30 | 327 | 290
2018-02-22 02:00 | 330 | 292
2018-02-22 02:30 | 313 | 273
2018-02-22 03:00 | 298 | 254
2018-02-22 03:30 | 285 | 240
2018-02-22 04:00 | 285 | 239
2018-02-22 04:30 | 298 | 255
2018-02-22 05:00 | 304 | 261
2018-02-22 05:30 | 320 | 281
2018-02-22 06:00 | 342 | 307
2018-02-22 06:30 | 393 | 365
2018-02-22 07:00 | 437 | 413
2018-02-22 07:30 | 476 | 455
2018-02-22 08:00 | 512 | 494
2018-02-22 08:30 | 552 | 524
2018-02-22 09:00 | 556 | 530
2018-02-22 09:30 | 561 | 534
2018-02-22 10:00 | 552 | 525
2018-02-22 10:30 | 558 | 533
2018-02-22 11:00 | 578 | 555
2018-02-22 11:30 | 585 | 561
2018-02-22 12:00 | 590 | 567
2018-02-22 12:30 | 594 | 572
2018-02-22 13:00 | 574 | 550
2018-02-22 13:30 | 565 | 540
2018-02-22 14:00 | 572 | 547
2018-02-22 14:30 | 592 | 569
2018-02-22 15:00 | 623 | 603
2018-02-22 15:30 | 619 | 598
2018-02-22 16:00 | 619 | 598
2018-02-22 16:30 | 616 | 594
2018-02-22 17:00 | 604 | 581
2018-02-22 17:30 | 602 | 579
2018-02-22 18:00 | 603 | 582
2018-02-22 18:30 | 565 | 539
2018-02-22 19:00 | 564 | 538
2018-02-22 19:30 | 545 | 517
2018-02-22 20:00 | 503 | 469
2018-02-22 20:30 | 439 | 413
2018-02-22 21:00 | 427 | 402
2018-02-22 21:30 | 429 | 404
2018-02-22 22:00 | 395 | 367
2018-02-22 22:30 | 386 | 356
2018-02-22 23:00 | 386 | 356
2018-02-22 23:30 | 365 | 332
2018-02-23 | 331 | 293
2018-02-23 00:30 | 290 | 246
2018-02-23 01:00 | 272 | 219
2018-02-23 01:30 | 269 | 214
2018-02-23 02:00 | 267 | 211
2018-02-23 02:30 | 276 | 223
2018-02-23 03:00 | 294 | 245
2018-02-23 03:30 | 294 | 245
2018-02-23 04:00 | 292 | 242
2018-02-23 04:30 | 297 | 250
2018-02-23 05:00 | 297 | 249
2018-02-23 05:30 | 317 | 274
2018-02-23 06:00 | 361 | 325
2018-02-23 06:30 | 421 | 392
2018-02-23 07:00 | 466 | 444
2018-02-23 07:30 | 471 | 451
2018-02-23 08:00 | 477 | 459
2018-02-23 08:30 | 513 | 496
2018-02-23 09:00 | 530 | 514
2018-02-23 09:30 | 501 | 484
2018-02-23 10:00 | 480 | 461
2018-02-23 10:30 | 457 | 436
2018-02-23 11:00 | 462 | 443
2018-02-23 11:30 | 439 | 417
2018-02-23 12:00 | 440 | 419
2018-02-23 12:30 | 444 | 423
2018-02-23 13:00 | 437 | 415
2018-02-23 13:30 | 449 | 428
2018-02-23 14:00 | 451 | 430
2018-02-23 14:30 | 447 | 427
2018-02-23 15:00 | 451 | 430
2018-02-23 15:30 | 451 | 431
2018-02-23 16:00 | 459 | 439
2018-02-23 16:30 | 486 | 468
2018-02-23 17:00 | 476 | 457
2018-02-23 17:30 | 455 | 434
2018-02-23 18:00 | 441 | 419
2018-02-23 18:30 | 428 | 406
2018-02-23 19:00 | 459 | 439
2018-02-23 19:30 | 474 | 455
2018-02-23 20:00 | 480 | 462
2018-02-23 20:30 | 448 | 428
2018-02-23 21:00 | 429 | 406
2018-02-23 21:30 | 439 | 417
2018-02-23 22:00 | 434 | 411
2018-02-23 22:30 | 429 | 406
2018-02-23 23:00 | 399 | 373
2018-02-23 23:30 | 366 | 337
2018-02-24 | 333 | 300
2018-02-24 00:30 | 305 | 266
2018-02-24 01:00 | 289 | 241
2018-02-24 01:30 | 262 | 206
2018-02-24 02:00 | 241 | 177
2018-02-24 02:30 | 241 | 177
2018-02-24 03:00 | 232 | 165
2018-02-24 03:30 | 232 | 165
2018-02-24 04:00 | 205 | 126
2018-02-24 04:30 | 209 | 129
2018-02-24 05:00 | 208 | 129
2018-02-24 05:30 | 225 | 155
2018-02-24 06:00 | 249 | 189
2018-02-24 06:30 | 273 | 220
2018-02-24 07:00 | 323 | 280
2018-02-24 07:30 | 399 | 367
2018-02-24 08:00 | 427 | 399
2018-02-24 08:30 | 412 | 384
2018-02-24 09:00 | 406 | 379
2018-02-24 09:30 | 434 | 409
2018-02-24 10:00 | 425 | 400
2018-02-24 10:30 | 403 | 375
2018-02-24 11:00 | 420 | 394
2018-02-24 11:30 | 411 | 384
2018-02-24 12:00 | 421 | 394
2018-02-24 12:30 | 418 | 391
2018-02-24 13:00 | 424 | 397
2018-02-24 13:30 | 424 | 398
2018-02-24 14:00 | 428 | 402
2018-02-24 14:30 | 416 | 389
2018-02-24 15:00 | 428 | 402
2018-02-24 15:30 | 446 | 422
2018-02-24 16:00 | 455 | 432
2018-02-24 16:30 | 461 | 438
2018-02-24 17:00 | 478 | 458
2018-02-24 17:30 | 491 | 471
2018-02-24 18:00 | 483 | 463
2018-02-24 18:30 | 486 | 467
2018-02-24 19:00 | 506 | 488
2018-02-24 19:30 | 495 | 478
2018-02-24 20:00 | 490 | 474
2018-02-24 20:30 | 507 | 492
2018-02-24 21:00 | 473 | 457
2018-02-24 21:30 | 453 | 435
2018-02-24 22:00 | 432 | 412
2018-02-24 22:30 | 422 | 400
2018-02-24 23:00 | 367 | 338
2018-02-24 23:30 | 337 | 306
2018-02-25 | 334 | 301
2018-02-25 00:30 | 329 | 294
2018-02-25 01:00 | 323 | 286
2018-02-25 01:30 | 310 | 269
2018-02-25 02:00 | 285 | 237
2018-02-25 02:30 | 303 | 258
2018-02-25 03:00 | 309 | 265
2018-02-25 03:30 | 318 | 274
2018-02-25 04:00 | 316 | 273
2018-02-25 04:30 | 316 | 270
2018-02-25 05:00 | 314 | 268
2018-02-25 05:30 | 317 | 272
2018-02-25 06:00 | 324 | 280
2018-02-25 06:30 | 308 | 260
2018-02-25 07:00 | 332 | 290
2018-02-25 07:30 | 361 | 323
2018-02-25 08:00 | 370 | 333
2018-02-25 08:30 | 367 | 330
2018-02-25 09:00 | 386 | 352
2018-02-25 09:30 | 418 | 393
2018-02-25 10:00 | 415 | 390
2018-02-25 10:30 | 435 | 411
2018-02-25 11:00 | 432 | 409
2018-02-25 11:30 | 425 | 400
2018-02-25 12:00 | 434 | 410
2018-02-25 12:30 | 425 | 401
2018-02-25 13:00 | 442 | 419
2018-02-25 13:30 | 445 | 422
2018-02-25 14:00 | 455 | 433
2018-02-25 14:30 | 476 | 456
2018-02-25 15:00 | 465 | 444
2018-02-25 15:30 | 453 | 432
2018-02-25 16:00 | 460 | 439
2018-02-25 16:30 | 442 | 421
2018-02-25 17:00 | 433 | 410
2018-02-25 17:30 | 436 | 415
2018-02-25 18:00 | 434 | 413
2018-02-25 18:30 | 425 | 403
2018-02-25 19:00 | 450 | 431
2018-02-25 19:30 | 433 | 412
2018-02-25 20:00 | 414 | 392
2018-02-25 20:30 | 403 | 379
2018-02-25 21:00 | 420 | 396
2018-02-25 21:30 | 422 | 398
2018-02-25 22:00 | 422 | 398
2018-02-25 22:30 | 405 | 379
2018-02-25 23:00 | 365 | 336
2018-02-25 23:30 | 333 | 300
2018-02-26 | 331 | 298
2018-02-26 00:30 | 324 | 288
2018-02-26 01:00 | 310 | 270
2018-02-26 01:30 | 257 | 207
2018-02-26 02:00 | 230 | 173
2018-02-26 02:30 | 238 | 182
2018-02-26 03:00 | 248 | 197
2018-02-26 03:30 | 224 | 165
2018-02-26 04:00 | 232 | 175
2018-02-26 04:30 | 293 | 250
2018-02-26 05:00 | 320 | 281
2018-02-26 05:30 | 344 | 309
2018-02-26 06:00 | 368 | 336
2018-02-26 06:30 | 421 | 396
2018-02-26 07:00 | 448 | 429
2018-02-26 07:30 | 445 | 427
2018-02-26 08:00 | 443 | 425
2018-02-26 08:30 | 456 | 439
2018-02-26 09:00 | 441 | 423
2018-02-26 09:30 | 451 | 434
2018-02-26 10:00 | 436 | 417
2018-02-26 10:30 | 429 | 410
2018-02-26 11:00 | 430 | 412
2018-02-26 11:30 | 428 | 410
2018-02-26 12:00 | 403 | 384
2018-02-26 12:30 | 383 | 362
2018-02-26 13:00 | 397 | 377
2018-02-26 13:30 | 403 | 383
2018-02-26 14:00 | 408 | 390
2018-02-26 14:30 | 451 | 433
2018-02-26 15:00 | 468 | 440
2018-02-26 15:30 | 458 | 429
2018-02-26 16:00 | 491 | 466
2018-02-26 16:30 | 524 | 502
2018-02-26 17:00 | 538 | 517
2018-02-26 17:30 | 536 | 514
2018-02-26 18:00 | 513 | 488
2018-02-26 18:30 | 505 | 479
2018-02-26 19:00 | 493 | 467
2018-02-26 19:30 | 466 | 437
2018-02-26 20:00 | 459 | 428
2018-02-26 20:30 | 449 | 419
2018-02-26 21:00 | 438 | 420
2018-02-26 21:30 | 423 | 405
2018-02-26 22:00 | 388 | 367
2018-02-26 22:30 | 374 | 350
2018-02-26 23:00 | 344 | 316
2018-02-26 23:30 | 327 | 296
2018-02-27 | 329 | 298
2018-02-27 00:30 | 309 | 272
2018-02-27 01:00 | 325 | 290
2018-02-27 01:30 | 328 | 294
2018-02-27 02:00 | 321 | 285
2018-02-27 02:30 | 294 | 254
2018-02-27 03:00 | 280 | 237
2018-02-27 03:30 | 281 | 239
2018-02-27 04:00 | 293 | 252
2018-02-27 04:30 | 320 | 284
2018-02-27 05:00 | 319 | 282
2018-02-27 05:30 | 341 | 308
2018-02-27 06:00 | 334 | 299
2018-02-27 06:30 | 388 | 361
2018-02-27 07:00 | 398 | 375
2018-02-27 07:30 | 448 | 430
2018-02-27 08:00 | 469 | 453
2018-02-27 08:30 | 462 | 446
2018-02-27 09:00 | 473 | 458
2018-02-27 09:30 | 461 | 445
2018-02-27 10:00 | 446 | 429
2018-02-27 10:30 | 439 | 422
2018-02-27 11:00 | 428 | 411
2018-02-27 11:30 | 415 | 397
2018-02-27 12:00 | 394 | 374
2018-02-27 12:30 | 394 | 374
2018-02-27 13:00 | 405 | 386
2018-02-27 13:30 | 413 | 393
2018-02-27 14:00 | 411 | 392
2018-02-27 14:30 | 385 | 364
2018-02-27 15:00 | 407 | 387
2018-02-27 15:30 | 411 | 392
2018-02-27 16:00 | 409 | 389
2018-02-27 16:30 | 395 | 375
2018-02-27 17:00 | 425 | 406
2018-02-27 17:30 | 412 | 392
2018-02-27 18:00 | 429 | 411
2018-02-27 18:30 | 416 | 397
2018-02-27 19:00 | 440 | 422
2018-02-27 19:30 | 393 | 371
2018-02-27 20:00 | 378 | 355
2018-02-27 20:30 | 371 | 348
2018-02-27 21:00 | 373 | 349
2018-02-27 21:30 | 382 | 359
2018-02-27 22:00 | 347 | 320
2018-02-27 22:30 | 336 | 306
2018-02-27 23:00 | 319 | 287
2018-02-27 23:30 | 294 | 257
2018-02-28 | 285 | 247
2018-02-28 00:30 | 251 | 207
2018-02-28 01:00 | 242 | 193
2018-02-28 01:30 | 252 | 202
2018-02-28 02:00 | 241 | 188
2018-02-28 02:30 | 233 | 178
2018-02-28 03:00 | 227 | 169
2018-02-28 03:30 | 223 | 165
2018-02-28 04:00 | 225 | 166
2018-02-28 04:30 | 223 | 162
2018-02-28 05:00 | 246 | 193
2018-02-28 05:30 | 304 | 263
2018-02-28 06:00 | 363 | 331
2018-02-28 06:30 | 436 | 414
2018-02-28 07:00 | 430 | 408
2018-02-28 07:30 | 391 | 368
2018-02-28 08:00 | 431 | 412
2018-02-28 08:30 | 394 | 372
2018-02-28 09:00 | 361 | 336
2018-02-28 09:30 | 373 | 349
2018-02-28 10:00 | 350 | 326
2018-02-28 10:30 | 398 | 377
2018-02-28 11:00 | 424 | 404
2018-02-28 11:30 | 433 | 415
2018-02-28 12:00 | 408 | 387
2018-02-28 12:30 | 409 | 389
2018-02-28 13:00 | 420 | 400
2018-02-28 13:30 | 427 | 409
2018-02-28 14:00 | 425 | 405
2018-02-28 14:30 | 410 | 390
2018-02-28 15:00 | 409 | 389
2018-02-28 15:30 | 432 | 413
2018-02-28 16:00 | 452 | 434
2018-02-28 16:30 | 462 | 445
2018-02-28 17:00 | 495 | 479
2018-02-28 17:30 | 471 | 455
2018-02-28 18:00 | 460 | 442
2018-02-28 18:30 | 445 | 427
2018-02-28 19:00 | 441 | 424
2018-02-28 19:30 | 438 | 420
2018-02-28 20:00 | 422 | 402
2018-02-28 20:30 | 441 | 422
2018-02-28 21:00 | 439 | 420
2018-02-28 21:30 | 417 | 396
2018-02-28 22:00 | 387 | 363
2018-02-28 22:30 | 390 | 365
2018-02-28 23:00 | 369 | 341
2018-02-28 23:30 | 343 | 310
2018-03-01 | 323 | 286
2018-03-01 00:30 | 293 | 248
2018-03-01 01:00 | 297 | 252
2018-03-01 01:30 | 277 | 229
2018-03-01 02:00 | 268 | 217
2018-03-01 02:30 | 259 | 208
2018-03-01 03:00 | 274 | 225
2018-03-01 03:30 | 276 | 226
2018-03-01 04:00 | 283 | 234
2018-03-01 04:30 | 299 | 255
2018-03-01 05:00 | 303 | 260
2018-03-01 05:30 | 311 | 270
2018-03-01 06:00 | 328 | 289
2018-03-01 06:30 | 400 | 373
2018-03-01 07:00 | 427 | 404
2018-03-01 07:30 | 444 | 422
2018-03-01 08:00 | 461 | 441
2018-03-01 08:30 | 438 | 418
2018-03-01 09:00 | 436 | 417
2018-03-01 09:30 | 454 | 438
2018-03-01 10:00 | 465 | 449
2018-03-01 10:30 | 482 | 468
2018-03-01 11:00 | 482 | 468
2018-03-01 11:30 | 495 | 482
2018-03-01 12:00 | 501 | 489
2018-03-01 12:30 | 534 | 523
2018-03-01 13:00 | 533 | 522
2018-03-01 13:30 | 535 | 524
2018-03-01 14:00 | 538 | 528
2018-03-01 14:30 | 532 | 521
2018-03-01 15:00 | 533 | 522
2018-03-01 15:30 | 558 | 548
2018-03-01 16:00 | 602 | 593
2018-03-01 16:30 | 624 | 609
2018-03-01 17:00 | 648 | 635
2018-03-01 17:30 | 646 | 632
2018-03-01 18:00 | 619 | 604
2018-03-01 18:30 | 606 | 590
2018-03-01 19:00 | 629 | 614
2018-03-01 19:30 | 619 | 604
2018-03-01 20:00 | 586 | 568
2018-03-01 20:30 | 547 | 526
2018-03-01 21:00 | 525 | 506
2018-03-01 21:30 | 487 | 472
2018-03-01 22:00 | 433 | 414
2018-03-01 22:30 | 401 | 377
2018-03-01 23:00 | 394 | 369
2018-03-01 23:30 | 335 | 303
2018-03-02 | 322 | 287
2018-03-02 00:30 | 293 | 254
2018-03-02 01:00 | 298 | 259
2018-03-02 01:30 | 307 | 270
2018-03-02 02:00 | 330 | 295
2018-03-02 02:30 | 332 | 298
2018-03-02 03:00 | 345 | 313
2018-03-02 03:30 | 343 | 311
2018-03-02 04:00 | 319 | 284
2018-03-02 04:30 | 295 | 257
2018-03-02 05:00 | 284 | 244
2018-03-02 05:30 | 305 | 269
2018-03-02 06:00 | 325 | 292
2018-03-02 06:30 | 388 | 364
2018-03-02 07:00 | 432 | 412
2018-03-02 07:30 | 454 | 436
2018-03-02 08:00 | 467 | 450
2018-03-02 08:30 | 481 | 465
2018-03-02 09:00 | 479 | 463
2018-03-02 09:30 | 470 | 454
2018-03-02 10:00 | 461 | 445
2018-03-02 10:30 | 449 | 432
2018-03-02 11:00 | 472 | 456
2018-03-02 11:30 | 467 | 451
2018-03-02 12:00 | 465 | 448
2018-03-02 12:30 | 424 | 405
2018-03-02 13:00 | 424 | 404
2018-03-02 13:30 | 417 | 397
2018-03-02 14:00 | 405 | 384
2018-03-02 14:30 | 406 | 385
2018-03-02 15:00 | 406 | 386
2018-03-02 15:30 | 404 | 384
2018-03-02 16:00 | 403 | 383
2018-03-02 16:30 | 449 | 432
2018-03-02 17:00 | 474 | 458
2018-03-02 17:30 | 468 | 452
2018-03-02 18:00 | 408 | 388
2018-03-02 18:30 | 398 | 377
2018-03-02 19:00 | 424 | 406
2018-03-02 19:30 | 391 | 370
2018-03-02 20:00 | 391 | 371
2018-03-02 20:30 | 374 | 352
2018-03-02 21:00 | 377 | 354
2018-03-02 21:30 | 389 | 367
2018-03-02 22:00 | 369 | 344
2018-03-02 22:30 | 383 | 357
2018-03-02 23:00 | 376 | 349
2018-03-02 23:30 | 319 | 286
2018-03-03 | 303 | 266
2018-03-03 00:30 | 290 | 252
2018-03-03 01:00 | 297 | 259
2018-03-03 01:30 | 300 | 262
2018-03-03 02:00 | 292 | 253
2018-03-03 02:30 | 292 | 251
2018-03-03 03:00 | 290 | 245
2018-03-03 03:30 | 292 | 247
2018-03-03 04:00 | 290 | 244
2018-03-03 04:30 | 281 | 234
2018-03-03 05:00 | 278 | 230
2018-03-03 05:30 | 289 | 244
2018-03-03 06:00 | 306 | 264
2018-03-03 06:30 | 344 | 308
2018-03-03 07:00 | 370 | 338
2018-03-03 07:30 | 419 | 393
2018-03-03 08:00 | 470 | 449
2018-03-03 08:30 | 490 | 470
2018-03-03 09:00 | 486 | 468
2018-03-03 09:30 | 476 | 458
2018-03-03 10:00 | 483 | 465
2018-03-03 10:30 | 497 | 481
2018-03-03 11:00 | 503 | 486
2018-03-03 11:30 | 514 | 498
2018-03-03 12:00 | 493 | 476
2018-03-03 12:30 | 465 | 446
2018-03-03 13:00 | 442 | 422
2018-03-03 13:30 | 445 | 425
2018-03-03 14:00 | 460 | 441
2018-03-03 14:30 | 508 | 492
2018-03-03 15:00 | 481 | 465
2018-03-03 15:30 | 437 | 417
2018-03-03 16:00 | 454 | 435
2018-03-03 16:30 | 467 | 450
2018-03-03 17:00 | 500 | 485
2018-03-03 17:30 | 495 | 480
2018-03-03 18:00 | 448 | 429
2018-03-03 18:30 | 416 | 395
2018-03-03 19:00 | 417 | 396
2018-03-03 19:30 | 411 | 390
2018-03-03 20:00 | 416 | 395
2018-03-03 20:30 | 421 | 400
2018-03-03 21:00 | 435 | 415
2018-03-03 21:30 | 454 | 436
2018-03-03 22:00 | 433 | 413
2018-03-03 22:30 | 400 | 376
2018-03-03 23:00 | 373 | 345
2018-03-03 23:30 | 341 | 308
2018-03-04 | 330 | 296
2018-03-04 00:30 | 305 | 267
2018-03-04 01:00 | 308 | 270
2018-03-04 01:30 | 309 | 271
2018-03-04 02:00 | 294 | 254
2018-03-04 02:30 | 289 | 248
2018-03-04 03:00 | 292 | 251
2018-03-04 03:30 | 301 | 262
2018-03-04 04:00 | 292 | 251
2018-03-04 04:30 | 293 | 252
2018-03-04 05:00 | 298 | 257
2018-03-04 05:30 | 302 | 263
2018-03-04 06:00 | 314 | 276
2018-03-04 06:30 | 334 | 299
2018-03-04 07:00 | 356 | 323
2018-03-04 07:30 | 355 | 324
2018-03-04 08:00 | 356 | 324
2018-03-04 08:30 | 393 | 366
2018-03-04 09:00 | 432 | 408
2018-03-04 09:30 | 463 | 444
2018-03-04 10:00 | 460 | 440
2018-03-04 10:30 | 453 | 432
2018-03-04 11:00 | 458 | 438
2018-03-04 11:30 | 454 | 434
2018-03-04 12:00 | 457 | 437
2018-03-04 12:30 | 455 | 435
2018-03-04 13:00 | 456 | 437
2018-03-04 13:30 | 461 | 443
2018-03-04 14:00 | 468 | 450
2018-03-04 14:30 | 468 | 449
2018-03-04 15:00 | 495 | 478
2018-03-04 15:30 | 486 | 469
2018-03-04 16:00 | 512 | 497
2018-03-04 16:30 | 558 | 539
2018-03-04 17:00 | 548 | 524
2018-03-04 17:30 | 537 | 512
2018-03-04 18:00 | 528 | 503
2018-03-04 18:30 | 509 | 482
2018-03-04 19:00 | 496 | 469
2018-03-04 19:30 | 444 | 420
2018-03-04 20:00 | 420 | 401
2018-03-04 20:30 | 421 | 402
2018-03-04 21:00 | 418 | 399
2018-03-04 21:30 | 418 | 397
2018-03-04 22:00 | 370 | 345
2018-03-04 22:30 | 322 | 292
2018-03-04 23:00 | 312 | 280
2018-03-04 23:30 | 337 | 306
2018-03-05 | 327 | 292
2018-03-05 00:30 | 292 | 253
2018-03-05 01:00 | 275 | 231
2018-03-05 01:30 | 265 | 220
2018-03-05 02:00 | 272 | 225
2018-03-05 02:30 | 271 | 224
2018-03-05 03:00 | 281 | 236
2018-03-05 03:30 | 272 | 225
2018-03-05 04:00 | 260 | 211
2018-03-05 04:30 | 257 | 206
2018-03-05 05:00 | 282 | 237
2018-03-05 05:30 | 311 | 273
2018-03-05 06:00 | 324 | 285
2018-03-05 06:30 | 382 | 351
2018-03-05 07:00 | 416 | 390
2018-03-05 07:30 | 421 | 397
2018-03-05 08:00 | 427 | 406
2018-03-05 08:30 | 427 | 407
2018-03-05 09:00 | 426 | 406
2018-03-05 09:30 | 443 | 426
2018-03-05 10:00 | 444 | 427
2018-03-05 10:30 | 449 | 432
2018-03-05 11:00 | 450 | 433
2018-03-05 11:30 | 430 | 413
2018-03-05 12:00 | 428 | 409
2018-03-05 12:30 | 432 | 414
2018-03-05 13:00 | 424 | 406
2018-03-05 13:30 | 424 | 406
2018-03-05 14:00 | 409 | 390
2018-03-05 14:30 | 421 | 403
2018-03-05 15:00 | 419 | 400
2018-03-05 15:30 | 426 | 408
2018-03-05 16:00 | 441 | 425
2018-03-05 16:30 | 445 | 429
2018-03-05 17:00 | 470 | 456
2018-03-05 17:30 | 477 | 462
2018-03-05 18:00 | 481 | 466
2018-03-05 18:30 | 485 | 470
2018-03-05 19:00 | 493 | 479
2018-03-05 19:30 | 467 | 452
2018-03-05 20:00 | 451 | 434
2018-03-05 20:30 | 457 | 440
2018-03-05 21:00 | 458 | 441
2018-03-05 21:30 | 466 | 450
2018-03-05 22:00 | 422 | 402
2018-03-05 22:30 | 410 | 387
2018-03-05 23:00 | 399 | 375
2018-03-05 23:30 | 391 | 366
2018-03-06 | 352 | 321
2018-03-06 00:30 | 307 | 272
2018-03-06 01:00 | 283 | 243
2018-03-06 01:30 | 260 | 216
2018-03-06 02:00 | 221 | 167
2018-03-06 02:30 | 197 | 134
2018-03-06 03:00 | 183 | 105
2018-03-06 03:30 | 178 | 100
2018-03-06 04:00 | 182 | 103
2018-03-06 04:30 | 218 | 157
2018-03-06 05:00 | 258 | 210
2018-03-06 05:30 | 291 | 249
2018-03-06 06:00 | 300 | 261
2018-03-06 06:30 | 381 | 353
2018-03-06 07:00 | 359 | 330
2018-03-06 07:30 | 429 | 409
2018-03-06 08:00 | 399 | 372
2018-03-06 08:30 | 403 | 380
2018-03-06 09:00 | 412 | 391
2018-03-06 09:30 | 417 | 397
2018-03-06 10:00 | 423 | 404
2018-03-06 10:30 | 440 | 421
2018-03-06 11:00 | 448 | 430
2018-03-06 11:30 | 437 | 419
2018-03-06 12:00 | 427 | 409
2018-03-06 12:30 | 392 | 372
2018-03-06 13:00 | 388 | 368
2018-03-06 13:30 | 394 | 374
2018-03-06 14:00 | 389 | 369
2018-03-06 14:30 | 421 | 404
2018-03-06 15:00 | 429 | 411
2018-03-06 15:30 | 423 | 405
2018-03-06 16:00 | 428 | 409
2018-03-06 16:30 | 452 | 435
2018-03-06 17:00 | 438 | 421
2018-03-06 17:30 | 443 | 426
2018-03-06 18:00 | 445 | 427
2018-03-06 18:30 | 437 | 419
2018-03-06 19:00 | 453 | 437
2018-03-06 19:30 | 429 | 410
2018-03-06 20:00 | 418 | 398
2018-03-06 20:30 | 381 | 359
2018-03-06 21:00 | 378 | 355
2018-03-06 21:30 | 361 | 333
2018-03-06 22:00 | 326 | 293
2018-03-06 22:30 | 289 | 250
2018-03-06 23:00 | 301 | 264
2018-03-06 23:30 | 302 | 264
2018-03-07 | 300 | 262
2018-03-07 00:30 | 290 | 250
2018-03-07 01:00 | 274 | 223
2018-03-07 01:30 | 260 | 206
2018-03-07 02:00 | 240 | 177
2018-03-07 02:30 | 235 | 164
2018-03-07 03:00 | 220 | 142
2018-03-07 03:30 | 231 | 159
2018-03-07 04:00 | 236 | 165
2018-03-07 04:30 | 261 | 201
2018-03-07 05:00 | 266 | 208
2018-03-07 05:30 | 290 | 240
2018-03-07 06:00 | 336 | 298
2018-03-07 06:30 | 478 | 458
2018-03-07 07:00 | 496 | 480
2018-03-07 07:30 | 541 | 531
2018-03-07 08:00 | 496 | 482
2018-03-07 08:30 | 405 | 380
2018-03-07 09:00 | 386 | 362
2018-03-07 09:30 | 385 | 361
2018-03-07 10:00 | 397 | 374
2018-03-07 10:30 | 369 | 344
2018-03-07 11:00 | 361 | 335
2018-03-07 11:30 | 372 | 348
2018-03-07 12:00 | 383 | 360
2018-03-07 12:30 | 381 | 359
2018-03-07 13:00 | 402 | 380
2018-03-07 13:30 | 392 | 370
2018-03-07 14:00 | 386 | 363
2018-03-07 14:30 | 364 | 339
2018-03-07 15:00 | 364 | 340
2018-03-07 15:30 | 354 | 329
2018-03-07 16:00 | 395 | 374
2018-03-07 16:30 | 420 | 400
2018-03-07 17:00 | 438 | 420
2018-03-07 17:30 | 447 | 429
2018-03-07 18:00 | 444 | 426
2018-03-07 18:30 | 448 | 430
2018-03-07 19:00 | 453 | 436
2018-03-07 19:30 | 431 | 412
2018-03-07 20:00 | 442 | 423
2018-03-07 20:30 | 427 | 406
2018-03-07 21:00 | 403 | 380
2018-03-07 21:30 | 390 | 366
2018-03-07 22:00 | 350 | 320
2018-03-07 22:30 | 368 | 340
2018-03-07 23:00 | 387 | 361
2018-03-07 23:30 | 351 | 321
2018-03-08 | 352 | 321
2018-03-08 00:30 | 336 | 303
2018-03-08 01:00 | 336 | 302
2018-03-08 01:30 | 332 | 296
2018-03-08 02:00 | 328 | 290
2018-03-08 02:30 | 309 | 268
2018-03-08 03:00 | 309 | 268
2018-03-08 03:30 | 319 | 280
2018-03-08 04:00 | 317 | 277
2018-03-08 04:30 | 314 | 274
2018-03-08 05:00 | 367 | 335
2018-03-08 05:30 | 389 | 359
2018-03-08 06:00 | 383 | 352
2018-03-08 06:30 | 403 | 378
2018-03-08 07:00 | 417 | 393
2018-03-08 07:30 | 408 | 384
2018-03-08 08:00 | 404 | 379
2018-03-08 08:30 | 404 | 380
2018-03-08 09:00 | 385 | 359
2018-03-08 09:30 | 380 | 354
2018-03-08 10:00 | 354 | 326
2018-03-08 10:30 | 372 | 345
2018-03-08 11:00 | 388 | 363
2018-03-08 11:30 | 385 | 360
2018-03-08 12:00 | 410 | 387
2018-03-08 12:30 | 409 | 387
2018-03-08 13:00 | 417 | 394
2018-03-08 13:30 | 434 | 413
2018-03-08 14:00 | 434 | 414
2018-03-08 14:30 | 447 | 428
2018-03-08 15:00 | 435 | 414
2018-03-08 15:30 | 432 | 412
2018-03-08 16:00 | 454 | 436
2018-03-08 16:30 | 469 | 453
2018-03-08 17:00 | 470 | 454
2018-03-08 17:30 | 480 | 464
2018-03-08 18:00 | 507 | 493
2018-03-08 18:30 | 512 | 498
2018-03-08 19:00 | 513 | 499
2018-03-08 19:30 | 503 | 489
2018-03-08 20:00 | 470 | 453
2018-03-08 20:30 | 431 | 412
2018-03-08 21:00 | 397 | 375
2018-03-08 21:30 | 406 | 385
2018-03-08 22:00 | 419 | 397
2018-03-08 22:30 | 443 | 422
2018-03-08 23:00 | 422 | 398
2018-03-08 23:30 | 377 | 349
2018-03-09 | 380 | 350
2018-03-09 00:30 | 364 | 331
2018-03-09 01:00 | 366 | 333
2018-03-09 01:30 | 362 | 329
2018-03-09 02:00 | 379 | 348
2018-03-09 02:30 | 375 | 343
2018-03-09 03:00 | 349 | 314
2018-03-09 03:30 | 350 | 315
2018-03-09 04:00 | 357 | 323
2018-03-09 04:30 | 370 | 337
2018-03-09 05:00 | 368 | 336
2018-03-09 05:30 | 383 | 352
2018-03-09 06:00 | 396 | 367
2018-03-09 06:30 | 396 | 368
2018-03-09 07:00 | 427 | 404
2018-03-09 07:30 | 426 | 404
2018-03-09 08:00 | 407 | 383
2018-03-09 08:30 | 406 | 382
2018-03-09 09:00 | 437 | 415
2018-03-09 09:30 | 467 | 447
2018-03-09 10:00 | 475 | 457
2018-03-09 10:30 | 451 | 431
2018-03-09 11:00 | 474 | 456
2018-03-09 11:30 | 469 | 451
2018-03-09 12:00 | 460 | 441
2018-03-09 12:30 | 439 | 419
2018-03-09 13:00 | 436 | 416
2018-03-09 13:30 | 427 | 406
2018-03-09 14:00 | 438 | 418
2018-03-09 14:30 | 444 | 424
2018-03-09 15:00 | 432 | 411
2018-03-09 15:30 | 415 | 393
2018-03-09 16:00 | 404 | 381
2018-03-09 16:30 | 415 | 392
2018-03-09 17:00 | 436 | 416
2018-03-09 17:30 | 398 | 374
2018-03-09 18:00 | 393 | 369
2018-03-09 18:30 | 398 | 375
2018-03-09 19:00 | 409 | 387
2018-03-09 19:30 | 374 | 349
2018-03-09 20:00 | 376 | 351
2018-03-09 20:30 | 382 | 356
2018-03-09 21:00 | 373 | 347
2018-03-09 21:30 | 374 | 347
2018-03-09 22:00 | 342 | 311
2018-03-09 22:30 | 344 | 312
2018-03-09 23:00 | 347 | 315
2018-03-09 23:30 | 336 | 302
2018-03-10 | 299 | 257
2018-03-10 00:30 | 278 | 229
2018-03-10 01:00 | 287 | 238
2018-03-10 01:30 | 287 | 237
2018-03-10 02:00 | 278 | 228
2018-03-10 02:30 | 277 | 224
2018-03-10 03:00 | 272 | 216
2018-03-10 03:30 | 282 | 227
2018-03-10 04:00 | 289 | 236
2018-03-10 04:30 | 262 | 204
2018-03-10 05:00 | 262 | 203
2018-03-10 05:30 | 269 | 213
2018-03-10 06:00 | 286 | 235
2018-03-10 06:30 | 304 | 260
2018-03-10 07:00 | 329 | 289
2018-03-10 07:30 | 337 | 300
2018-03-10 08:00 | 331 | 295
2018-03-10 08:30 | 340 | 305
2018-03-10 09:00 | 353 | 321
2018-03-10 09:30 | 350 | 317
2018-03-10 10:00 | 333 | 299
2018-03-10 10:30 | 333 | 299
2018-03-10 11:00 | 332 | 298
2018-03-10 11:30 | 332 | 298
2018-03-10 12:00 | 309 | 271
2018-03-10 12:30 | 309 | 272
2018-03-10 13:00 | 322 | 286
2018-03-10 13:30 | 328 | 292
2018-03-10 14:00 | 323 | 287
2018-03-10 14:30 | 320 | 283
2018-03-10 15:00 | 318 | 283
2018-03-10 15:30 | 318 | 283
2018-03-10 16:00 | 319 | 284
2018-03-10 16:30 | 325 | 290
2018-03-10 17:00 | 352 | 322
2018-03-10 17:30 | 379 | 352
2018-03-10 18:00 | 378 | 351
2018-03-10 18:30 | 383 | 357
2018-03-10 19:00 | 394 | 369
2018-03-10 19:30 | 384 | 357
2018-03-10 20:00 | 371 | 344
2018-03-10 20:30 | 340 | 310
2018-03-10 21:00 | 312 | 278
2018-03-10 21:30 | 316 | 282
2018-03-10 22:00 | 324 | 290
2018-03-10 22:30 | 339 | 305
2018-03-10 23:00 | 337 | 302
2018-03-10 23:30 | 309 | 270
2018-03-11 | 284 | 240
2018-03-11 00:30 | 264 | 210
2018-03-11 01:00 | 276 | 225
2018-03-11 01:30 | 269 | 216
2018-03-11 02:00 | 264 | 209
2018-03-11 02:30 | 263 | 209
2018-03-11 03:00 | 257 | 200
2018-03-11 03:30 | 253 | 194
2018-03-11 04:00 | 248 | 188
2018-03-11 04:30 | 248 | 188
2018-03-11 05:00 | 250 | 191
2018-03-11 05:30 | 258 | 202
2018-03-11 06:00 | 266 | 212
2018-03-11 06:30 | 282 | 230
2018-03-11 07:00 | 273 | 220
2018-03-11 07:30 | 280 | 229
2018-03-11 08:00 | 286 | 236
2018-03-11 08:30 | 292 | 244
2018-03-11 09:00 | 295 | 253
2018-03-11 09:30 | 310 | 272
2018-03-11 10:00 | 309 | 274
2018-03-11 10:30 | 292 | 255
2018-03-11 11:00 | 292 | 254
2018-03-11 11:30 | 297 | 259
2018-03-11 12:00 | 291 | 252
2018-03-11 12:30 | 289 | 249
2018-03-11 13:00 | 297 | 259
2018-03-11 13:30 | 293 | 251
2018-03-11 14:00 | 287 | 242
2018-03-11 14:30 | 306 | 266
2018-03-11 15:00 | 339 | 303
2018-03-11 15:30 | 350 | 316
2018-03-11 16:00 | 346 | 310
2018-03-11 16:30 | 346 | 311
2018-03-11 17:00 | 374 | 343
2018-03-11 17:30 | 419 | 392
2018-03-11 18:00 | 418 | 391
2018-03-11 18:30 | 422 | 396
2018-03-11 19:00 | 434 | 410
2018-03-11 19:30 | 406 | 378
2018-03-11 20:00 | 384 | 354
2018-03-11 20:30 | 356 | 322
2018-03-11 21:00 | 355 | 321
2018-03-11 21:30 | 331 | 294
2018-03-11 22:00 | 322 | 284
2018-03-11 22:30 | 310 | 270
2018-03-11 23:00 | 286 | 240
2018-03-11 23:30 | 272 | 222
2018-03-12 | 255 | 197
2018-03-12 00:30 | 254 | 196
2018-03-12 01:00 | 248 | 184
2018-03-12 01:30 | 235 | 167
2018-03-12 02:00 | 228 | 147
2018-03-12 02:30 | 229 | 148
2018-03-12 03:00 | 230 | 149
2018-03-12 03:30 | 232 | 152
2018-03-12 04:00 | 231 | 152
2018-03-12 04:30 | 232 | 154
2018-03-12 05:00 | 247 | 177
2018-03-12 05:30 | 307 | 255
2018-03-12 06:00 | 322 | 278
2018-03-12 06:30 | 378 | 346
2018-03-12 07:00 | 395 | 368
2018-03-12 07:30 | 395 | 369
2018-03-12 08:00 | 400 | 375
2018-03-12 08:30 | 395 | 369
2018-03-12 09:00 | 362 | 333
2018-03-12 09:30 | 363 | 333
2018-03-12 10:00 | 358 | 328
2018-03-12 10:30 | 346 | 313
2018-03-12 11:00 | 330 | 296
2018-03-12 11:30 | 328 | 294
2018-03-12 12:00 | 352 | 321
2018-03-12 12:30 | 366 | 337
2018-03-12 13:00 | 377 | 349
2018-03-12 13:30 | 372 | 343
2018-03-12 14:00 | 379 | 351
2018-03-12 14:30 | 379 | 351
2018-03-12 15:00 | 387 | 360
2018-03-12 15:30 | 387 | 362
2018-03-12 16:00 | 384 | 358
2018-03-12 16:30 | 415 | 391
2018-03-12 17:00 | 445 | 425
2018-03-12 17:30 | 449 | 428
2018-03-12 18:00 | 435 | 414
2018-03-12 18:30 | 419 | 397
2018-03-12 19:00 | 428 | 407
2018-03-12 19:30 | 405 | 381
2018-03-12 20:00 | 413 | 390
2018-03-12 20:30 | 396 | 371
2018-03-12 21:00 | 376 | 349
2018-03-12 21:30 | 384 | 358
2018-03-12 22:00 | 363 | 332
2018-03-12 22:30 | 342 | 308
2018-03-12 23:00 | 342 | 308
2018-03-12 23:30 | 343 | 309
2018-03-13 | 319 | 280
2018-03-13 00:30 | 290 | 242
2018-03-13 01:00 | 289 | 239
2018-03-13 01:30 | 285 | 235
2018-03-13 02:00 | 267 | 212
2018-03-13 02:30 | 266 | 207
2018-03-13 03:00 | 272 | 213
2018-03-13 03:30 | 274 | 216
2018-03-13 04:00 | 277 | 218
2018-03-13 04:30 | 300 | 248
2018-03-13 05:00 | 307 | 256
2018-03-13 05:30 | 333 | 289
2018-03-13 06:00 | 345 | 303
2018-03-13 06:30 | 383 | 349
2018-03-13 07:00 | 400 | 369
2018-03-13 07:30 | 416 | 387
2018-03-13 08:00 | 446 | 419
2018-03-13 08:30 | 425 | 397
2018-03-13 09:00 | 426 | 399
2018-03-13 09:30 | 436 | 411
2018-03-13 10:00 | 424 | 401
2018-03-13 10:30 | 429 | 407
2018-03-13 11:00 | 430 | 408
2018-03-13 11:30 | 439 | 417
2018-03-13 12:00 | 429 | 407
2018-03-13 12:30 | 421 | 398
2018-03-13 13:00 | 414 | 391
2018-03-13 13:30 | 414 | 391
2018-03-13 14:00 | 410 | 387
2018-03-13 14:30 | 408 | 385
2018-03-13 15:00 | 408 | 384
2018-03-13 15:30 | 415 | 391
2018-03-13 16:00 | 419 | 395
2018-03-13 16:30 | 440 | 419
2018-03-13 17:00 | 471 | 452
2018-03-13 17:30 | 533 | 518
2018-03-13 18:00 | 561 | 547
2018-03-13 18:30 | 552 | 538
2018-03-13 19:00 | 549 | 535
2018-03-13 19:30 | 534 | 520
2018-03-13 20:00 | 506 | 491
2018-03-13 20:30 | 468 | 450
2018-03-13 21:00 | 412 | 389
2018-03-13 21:30 | 419 | 396
2018-03-13 22:00 | 391 | 366
2018-03-13 22:30 | 383 | 357
2018-03-13 23:00 | 358 | 328
2018-03-13 23:30 | 354 | 322
2018-03-14 | 342 | 305
2018-03-14 00:30 | 337 | 295
2018-03-14 01:00 | 346 | 305
2018-03-14 01:30 | 339 | 298
2018-03-14 02:00 | 332 | 290
2018-03-14 02:30 | 309 | 260
2018-03-14 03:00 | 283 | 230
2018-03-14 03:30 | 289 | 237
2018-03-14 04:00 | 285 | 232
2018-03-14 04:30 | 312 | 267
2018-03-14 05:00 | 314 | 268
2018-03-14 05:30 | 333 | 291
2018-03-14 06:00 | 339 | 302
2018-03-14 06:30 | 380 | 352
2018-03-14 07:00 | 416 | 393
2018-03-14 07:30 | 430 | 408
2018-03-14 08:00 | 427 | 405
2018-03-14 08:30 | 423 | 400
2018-03-14 09:00 | 408 | 384
2018-03-14 09:30 | 432 | 412
2018-03-14 10:00 | 454 | 436
2018-03-14 10:30 | 469 | 452
2018-03-14 11:00 | 451 | 432
2018-03-14 11:30 | 365 | 340
2018-03-14 12:00 | 400 | 378
2018-03-14 12:30 | 428 | 407
2018-03-14 13:00 | 444 | 425
2018-03-14 13:30 | 446 | 427
2018-03-14 14:00 | 455 | 436
2018-03-14 14:30 | 465 | 447
2018-03-14 15:00 | 473 | 455
2018-03-14 15:30 | 494 | 478
2018-03-14 16:00 | 498 | 483
2018-03-14 16:30 | 494 | 478
2018-03-14 17:00 | 504 | 489
2018-03-14 17:30 | 487 | 471
2018-03-14 18:00 | 481 | 465
2018-03-14 18:30 | 461 | 444
2018-03-14 19:00 | 501 | 487
2018-03-14 19:30 | 467 | 450
2018-03-14 20:00 | 442 | 424
2018-03-14 20:30 | 438 | 419
2018-03-14 21:00 | 419 | 399
2018-03-14 21:30 | 422 | 401
2018-03-14 22:00 | 410 | 389
2018-03-14 22:30 | 395 | 369
2018-03-14 23:00 | 369 | 339
2018-03-14 23:30 | 363 | 332
2018-03-15 | 360 | 328
2018-03-15 00:30 | 345 | 311
2018-03-15 01:00 | 332 | 296
2018-03-15 01:30 | 294 | 249
2018-03-15 02:00 | 285 | 237
2018-03-15 02:30 | 277 | 229
2018-03-15 03:00 | 283 | 235
2018-03-15 03:30 | 282 | 234
2018-03-15 04:00 | 298 | 252
2018-03-15 04:30 | 306 | 262
2018-03-15 05:00 | 317 | 275
2018-03-15 05:30 | 331 | 292
2018-03-15 06:00 | 352 | 319
2018-03-15 06:30 | 407 | 383
2018-03-15 07:00 | 431 | 410
2018-03-15 07:30 | 499 | 486
2018-03-15 08:00 | 546 | 535
2018-03-15 08:30 | 564 | 554
2018-03-15 09:00 | 513 | 498
2018-03-15 09:30 | 477 | 459
2018-03-15 10:00 | 509 | 493
2018-03-15 10:30 | 533 | 519
2018-03-15 11:00 | 525 | 510
2018-03-15 11:30 | 505 | 489
2018-03-15 12:00 | 528 | 513
2018-03-15 12:30 | 526 | 511
2018-03-15 13:00 | 544 | 530
2018-03-15 13:30 | 576 | 564
2018-03-15 14:00 | 572 | 560
2018-03-15 14:30 | 581 | 569
2018-03-15 15:00 | 593 | 582
2018-03-15 15:30 | 574 | 562
2018-03-15 16:00 | 581 | 570
2018-03-15 16:30 | 581 | 569
2018-03-15 17:00 | 581 | 568
2018-03-15 17:30 | 554 | 541
2018-03-15 18:00 | 539 | 526
2018-03-15 18:30 | 559 | 547
2018-03-15 19:00 | 595 | 585
2018-03-15 19:30 | 568 | 557
2018-03-15 20:00 | 547 | 535
2018-03-15 20:30 | 542 | 529
2018-03-15 21:00 | 501 | 486
2018-03-15 21:30 | 463 | 445
2018-03-15 22:00 | 435 | 414
2018-03-15 22:30 | 427 | 405
2018-03-15 23:00 | 403 | 379
2018-03-15 23:30 | 362 | 334
2018-03-16 | 352 | 322
2018-03-16 00:30 | 348 | 315
2018-03-16 01:00 | 341 | 306
2018-03-16 01:30 | 311 | 272
2018-03-16 02:00 | 307 | 267
2018-03-16 02:30 | 303 | 259
2018-03-16 03:00 | 305 | 262
2018-03-16 03:30 | 311 | 267
2018-03-16 04:00 | 308 | 264
2018-03-16 04:30 | 319 | 277
2018-03-16 05:00 | 302 | 257
2018-03-16 05:30 | 315 | 273
2018-03-16 06:00 | 358 | 323
2018-03-16 06:30 | 429 | 406
2018-03-16 07:00 | 481 | 463
2018-03-16 07:30 | 494 | 476
2018-03-16 08:00 | 511 | 495
2018-03-16 08:30 | 515 | 499
2018-03-16 09:00 | 491 | 474
2018-03-16 09:30 | 514 | 498
2018-03-16 10:00 | 526 | 511
2018-03-16 10:30 | 547 | 534
2018-03-16 11:00 | 562 | 548
2018-03-16 11:30 | 518 | 502
2018-03-16 12:00 | 525 | 510
2018-03-16 12:30 | 498 | 481
2018-03-16 13:00 | 535 | 520
2018-03-16 13:30 | 557 | 543
2018-03-16 14:00 | 528 | 513
2018-03-16 14:30 | 525 | 510
2018-03-16 15:00 | 530 | 515
2018-03-16 15:30 | 529 | 513
2018-03-16 16:00 | 532 | 517
2018-03-16 16:30 | 543 | 528
2018-03-16 17:00 | 533 | 519
2018-03-16 17:30 | 524 | 508
2018-03-16 18:00 | 503 | 486
2018-03-16 18:30 | 502 | 486
2018-03-16 19:00 | 502 | 487
2018-03-16 19:30 | 493 | 476
2018-03-16 20:00 | 499 | 483
2018-03-16 20:30 | 505 | 488
2018-03-16 21:00 | 484 | 467
2018-03-16 21:30 | 460 | 441
2018-03-16 22:00 | 446 | 426
2018-03-16 22:30 | 394 | 369
2018-03-16 23:00 | 389 | 363
2018-03-16 23:30 | 398 | 373
2018-03-17 | 354 | 322
2018-03-17 00:30 | 321 | 282
2018-03-17 01:00 | 323 | 285
2018-03-17 01:30 | 332 | 295
2018-03-17 02:00 | 310 | 270
2018-03-17 02:30 | 305 | 263
2018-03-17 03:00 | 292 | 247
2018-03-17 03:30 | 295 | 250
2018-03-17 04:00 | 304 | 261
2018-03-17 04:30 | 312 | 270
2018-03-17 05:00 | 325 | 286
2018-03-17 05:30 | 349 | 313
2018-03-17 06:00 | 369 | 336
2018-03-17 06:30 | 377 | 346
2018-03-17 07:00 | 376 | 344
2018-03-17 07:30 | 418 | 391
2018-03-17 08:00 | 420 | 395
2018-03-17 08:30 | 432 | 408
2018-03-17 09:00 | 451 | 429
2018-03-17 09:30 | 448 | 426
2018-03-17 10:00 | 434 | 411
2018-03-17 10:30 | 422 | 398
2018-03-17 11:00 | 417 | 392
2018-03-17 11:30 | 421 | 396
2018-03-17 12:00 | 419 | 395
2018-03-17 12:30 | 417 | 392
2018-03-17 13:00 | 438 | 415
2018-03-17 13:30 | 482 | 462
2018-03-17 14:00 | 473 | 452
2018-03-17 14:30 | 502 | 484
2018-03-17 15:00 | 527 | 512
2018-03-17 15:30 | 530 | 516
2018-03-17 16:00 | 518 | 504
2018-03-17 16:30 | 508 | 493
2018-03-17 17:00 | 537 | 525
2018-03-17 17:30 | 551 | 539
2018-03-17 18:00 | 497 | 484
2018-03-17 18:30 | 461 | 445
2018-03-17 19:00 | 512 | 499
2018-03-17 19:30 | 489 | 475
2018-03-17 20:00 | 472 | 457
2018-03-17 20:30 | 469 | 453
2018-03-17 21:00 | 455 | 439
2018-03-17 21:30 | 455 | 438
2018-03-17 22:00 | 410 | 389
2018-03-17 22:30 | 404 | 380
2018-03-17 23:00 | 439 | 417
2018-03-17 23:30 | 395 | 370
2018-03-18 | 380 | 352
2018-03-18 00:30 | 345 | 312
2018-03-18 01:00 | 345 | 312
2018-03-18 01:30 | 337 | 302
2018-03-18 02:00 | 304 | 262
2018-03-18 02:30 | 305 | 260
2018-03-18 03:00 | 305 | 260
2018-03-18 03:30 | 306 | 262
2018-03-18 04:00 | 318 | 276
2018-03-18 04:30 | 340 | 301
2018-03-18 05:00 | 344 | 307
2018-03-18 05:30 | 311 | 269
2018-03-18 06:00 | 323 | 283
2018-03-18 06:30 | 364 | 329
2018-03-18 07:00 | 384 | 352
2018-03-18 07:30 | 295 | 254
2018-03-18 08:00 | 260 | 213
2018-03-18 08:30 | 286 | 244
2018-03-18 09:00 | 334 | 302
2018-03-18 09:30 | 340 | 310
2018-03-18 10:00 | 325 | 293
2018-03-18 10:30 | 324 | 292
2018-03-18 11:00 | 359 | 332
2018-03-18 11:30 | 362 | 335
2018-03-18 12:00 | 371 | 344
2018-03-18 12:30 | 370 | 343
2018-03-18 13:00 | 426 | 406
2018-03-18 13:30 | 445 | 427
2018-03-18 14:00 | 474 | 458
2018-03-18 14:30 | 459 | 441
2018-03-18 15:00 | 495 | 478
2018-03-18 15:30 | 498 | 481
2018-03-18 16:00 | 558 | 544
2018-03-18 16:30 | 536 | 521
2018-03-18 17:00 | 538 | 524
2018-03-18 17:30 | 553 | 540
2018-03-18 18:00 | 531 | 518
2018-03-18 18:30 | 556 | 544
2018-03-18 19:00 | 551 | 539
2018-03-18 19:30 | 544 | 531
2018-03-18 20:00 | 544 | 531
2018-03-18 20:30 | 528 | 514
2018-03-18 21:00 | 512 | 498
2018-03-18 21:30 | 479 | 463
2018-03-18 22:00 | 429 | 407
2018-03-18 22:30 | 404 | 378
2018-03-18 23:00 | 378 | 348
2018-03-18 23:30 | 393 | 365
2018-03-19 | 365 | 334
2018-03-19 00:30 | 349 | 316
2018-03-19 01:00 | 344 | 308
2018-03-19 01:30 | 343 | 308
2018-03-19 02:00 | 330 | 293
2018-03-19 02:30 | 344 | 310
2018-03-19 03:00 | 345 | 310
2018-03-19 03:30 | 353 | 320
2018-03-19 04:00 | 361 | 328
2018-03-19 04:30 | 381 | 350
2018-03-19 05:00 | 398 | 370
2018-03-19 05:30 | 424 | 398
2018-03-19 06:00 | 445 | 421
2018-03-19 06:30 | 497 | 477
2018-03-19 07:00 | 558 | 544
2018-03-19 07:30 | 574 | 561
2018-03-19 08:00 | 576 | 563
2018-03-19 08:30 | 585 | 574
2018-03-19 09:00 | 613 | 604
2018-03-19 09:30 | 602 | 593
2018-03-19 10:00 | 588 | 578
2018-03-19 10:30 | 576 | 566
2018-03-19 11:00 | 574 | 564
2018-03-19 11:30 | 578 | 567
2018-03-19 12:00 | 612 | 601
2018-03-19 12:30 | 651 | 634
2018-03-19 13:00 | 643 | 626
2018-03-19 13:30 | 639 | 624
2018-03-19 14:00 | 642 | 627
2018-03-19 14:30 | 635 | 620
2018-03-19 15:00 | 629 | 613
2018-03-19 15:30 | 615 | 597
2018-03-19 16:00 | 621 | 604
2018-03-19 16:30 | 636 | 620
2018-03-19 17:00 | 641 | 625
2018-03-19 17:30 | 645 | 629
2018-03-19 18:00 | 618 | 601
2018-03-19 18:30 | 612 | 595
2018-03-19 19:00 | 616 | 599
2018-03-19 19:30 | 601 | 583
2018-03-19 20:00 | 595 | 576
2018-03-19 20:30 | 593 | 573
2018-03-19 21:00 | 608 | 589
2018-03-19 21:30 | 603 | 584
2018-03-19 22:00 | 533 | 514
2018-03-19 22:30 | 464 | 445
2018-03-19 23:00 | 433 | 412
2018-03-19 23:30 | 410 | 385
2018-03-20 | 382 | 354
2018-03-20 00:30 | 379 | 349
2018-03-20 01:00 | 365 | 333
2018-03-20 01:30 | 353 | 319
2018-03-20 02:00 | 342 | 307
2018-03-20 02:30 | 353 | 320
2018-03-20 03:00 | 347 | 312
2018-03-20 03:30 | 345 | 311
2018-03-20 04:00 | 365 | 332
2018-03-20 04:30 | 353 | 319
2018-03-20 05:00 | 365 | 333
2018-03-20 05:30 | 359 | 326
2018-03-20 06:00 | 385 | 355
2018-03-20 06:30 | 515 | 497
2018-03-20 07:00 | 588 | 575
2018-03-20 07:30 | 662 | 650
2018-03-20 08:00 | 662 | 648
2018-03-20 08:30 | 643 | 627
2018-03-20 09:00 | 582 | 560
2018-03-20 09:30 | 459 | 446
2018-03-20 10:00 | 377 | 368
2018-03-20 10:30 | 379 | 370
2018-03-20 11:00 | 397 | 389
2018-03-20 11:30 | 405 | 398
2018-03-20 12:00 | 428 | 422
2018-03-20 12:30 | 444 | 439
2018-03-20 13:00 | 442 | 436
2018-03-20 13:30 | 440 | 434
2018-03-20 14:00 | 426 | 420
2018-03-20 14:30 | 419 | 413
2018-03-20 15:00 | 412 | 404
2018-03-20 15:30 | 411 | 404
2018-03-20 16:00 | 413 | 406
2018-03-20 16:30 | 423 | 416
2018-03-20 17:00 | 410 | 403
2018-03-20 17:30 | 406 | 398
2018-03-20 18:00 | 404 | 397
2018-03-20 18:30 | 406 | 398
2018-03-20 19:00 | 397 | 389
2018-03-20 19:30 | 379 | 370
2018-03-20 20:00 | 376 | 366
2018-03-20 20:30 | 360 | 349
2018-03-20 21:00 | 347 | 341
2018-03-20 21:30 | 331 | 325
2018-03-20 22:00 | 322 | 315
2018-03-20 22:30 | 311 | 303
2018-03-20 23:00 | 279 | 269
2018-03-20 23:30 | 254 | 241
2018-03-21 | 237 | 222
2018-03-21 00:30 | 218 | 201
2018-03-21 01:00 | 201 | 183
2018-03-21 01:30 | 179 | 156
2018-03-21 02:00 | 169 | 137
2018-03-21 02:30 | 185 | 157
2018-03-21 03:00 | 182 | 154
2018-03-21 03:30 | 185 | 157
2018-03-21 04:00 | 203 | 178
2018-03-21 04:30 | 227 | 205
2018-03-21 05:00 | 260 | 242
2018-03-21 05:30 | 285 | 271
2018-03-21 06:00 | 313 | 303
2018-03-21 06:30 | 327 | 319
2018-03-21 07:00 | 337 | 330
2018-03-21 07:30 | 338 | 330
2018-03-21 08:00 | 339 | 332
2018-03-21 08:30 | 335 | 328
2018-03-21 09:00 | 324 | 316
2018-03-21 09:30 | 310 | 302
2018-03-21 10:00 | 315 | 307
2018-03-21 10:30 | 319 | 312
2018-03-21 11:00 | 309 | 302
2018-03-21 11:30 | 313 | 306
2018-03-21 12:00 | 309 | 302
2018-03-21 12:30 | 308 | 301
2018-03-21 13:00 | 308 | 300
2018-03-21 13:30 | 303 | 295
2018-03-21 14:00 | 295 | 287
2018-03-21 14:30 | 281 | 272
2018-03-21 15:00 | 290 | 282
2018-03-21 15:30 | 301 | 294
2018-03-21 16:00 | 314 | 307
2018-03-21 16:30 | 323 | 316
2018-03-21 17:00 | 326 | 320
2018-03-21 17:30 | 325 | 319
2018-03-21 18:00 | 329 | 323
2018-03-21 18:30 | 335 | 330
2018-03-21 19:00 | 308 | 302
2018-03-21 19:30 | 295 | 288
2018-03-21 20:00 | 291 | 283
2018-03-21 20:30 | 298 | 290
2018-03-21 21:00 | 289 | 281
2018-03-21 21:30 | 286 | 277
2018-03-21 22:00 | 275 | 265
2018-03-21 22:30 | 273 | 263
2018-03-21 23:00 | 260 | 248
2018-03-21 23:30 | 246 | 231
2018-03-22 | 227 | 210
2018-03-22 00:30 | 204 | 184
2018-03-22 01:00 | 196 | 174
2018-03-22 01:30 | 173 | 147
2018-03-22 02:00 | 179 | 154
2018-03-22 02:30 | 182 | 157
2018-03-22 03:00 | 228 | 209
2018-03-22 03:30 | 251 | 235
2018-03-22 04:00 | 257 | 241
2018-03-22 04:30 | 247 | 230
2018-03-22 05:00 | 242 | 225
2018-03-22 05:30 | 252 | 237
2018-03-22 06:00 | 275 | 262
2018-03-22 06:30 | 294 | 284
2018-03-22 07:00 | 336 | 330
2018-03-22 07:30 | 351 | 345
2018-03-22 08:00 | 339 | 333
2018-03-22 08:30 | 333 | 326
2018-03-22 09:00 | 337 | 331
2018-03-22 09:30 | 328 | 321
2018-03-22 10:00 | 333 | 326
2018-03-22 10:30 | 347 | 341
2018-03-22 11:00 | 344 | 339
2018-03-22 11:30 | 327 | 321
2018-03-22 12:00 | 329 | 323
2018-03-22 12:30 | 325 | 318
2018-03-22 13:00 | 319 | 312
2018-03-22 13:30 | 302 | 294
2018-03-22 14:00 | 301 | 293
2018-03-22 14:30 | 311 | 304
2018-03-22 15:00 | 301 | 293
2018-03-22 15:30 | 313 | 306
2018-03-22 16:00 | 322 | 315
2018-03-22 16:30 | 336 | 330
2018-03-22 17:00 | 356 | 351
2018-03-22 17:30 | 360 | 356
2018-03-22 18:00 | 351 | 346
2018-03-22 18:30 | 339 | 334
2018-03-22 19:00 | 320 | 314
2018-03-22 19:30 | 305 | 298
2018-03-22 20:00 | 297 | 289
2018-03-22 20:30 | 289 | 281
2018-03-22 21:00 | 279 | 269
2018-03-22 21:30 | 278 | 268
2018-03-22 22:00 | 262 | 251
2018-03-22 22:30 | 252 | 241
2018-03-22 23:00 | 266 | 256
2018-03-22 23:30 | 262 | 251
2018-03-23 | 238 | 224
2018-03-23 00:30 | 223 | 208
2018-03-23 01:00 | 218 | 200
2018-03-23 01:30 | 190 | 170
2018-03-23 02:00 | 178 | 155
2018-03-23 02:30 | 186 | 164
2018-03-23 03:00 | 197 | 177
2018-03-23 03:30 | 205 | 186
2018-03-23 04:00 | 196 | 176
2018-03-23 04:30 | 196 | 176
2018-03-23 05:00 | 187 | 165
2018-03-23 05:30 | 208 | 190
2018-03-23 06:00 | 219 | 202
2018-03-23 06:30 | 261 | 248
2018-03-23 07:00 | 302 | 293
2018-03-23 07:30 | 310 | 302
2018-03-23 08:00 | 303 | 294
2018-03-23 08:30 | 300 | 291
2018-03-23 09:00 | 288 | 279
2018-03-23 09:30 | 295 | 286
2018-03-23 10:00 | 300 | 291
2018-03-23 10:30 | 281 | 271
2018-03-23 11:00 | 285 | 275
2018-03-23 11:30 | 276 | 265
2018-03-23 12:00 | 283 | 273
2018-03-23 12:30 | 284 | 274
2018-03-23 13:00 | 285 | 275
2018-03-23 13:30 | 312 | 304
2018-03-23 14:00 | 353 | 348
2018-03-23 14:30 | 349 | 344
2018-03-23 15:00 | 350 | 344
2018-03-23 15:30 | 328 | 321
2018-03-23 16:00 | 300 | 292
2018-03-23 16:30 | 319 | 312
2018-03-23 17:00 | 323 | 316
2018-03-23 17:30 | 317 | 310
2018-03-23 18:00 | 313 | 306
2018-03-23 18:30 | 314 | 307
2018-03-23 19:00 | 309 | 302
2018-03-23 19:30 | 300 | 292
2018-03-23 20:00 | 294 | 285
2018-03-23 20:30 | 291 | 282
2018-03-23 21:00 | 284 | 274
2018-03-23 21:30 | 290 | 281
2018-03-23 22:00 | 279 | 269
2018-03-23 22:30 | 258 | 246
2018-03-23 23:00 | 248 | 234
2018-03-23 23:30 | 237 | 221
2018-03-24 | 215 | 197
2018-03-24 00:30 | 202 | 182
2018-03-24 01:00 | 184 | 162
2018-03-24 01:30 | 183 | 160
2018-03-24 02:00 | 172 | 147
2018-03-24 02:30 | 171 | 145
2018-03-24 03:00 | 167 | 141
2018-03-24 03:30 | 175 | 150
2018-03-24 04:00 | 178 | 154
2018-03-24 04:30 | 196 | 174
2018-03-24 05:00 | 186 | 164
2018-03-24 05:30 | 203 | 183
2018-03-24 06:00 | 215 | 196
2018-03-24 06:30 | 238 | 221
2018-03-24 07:00 | 268 | 255
2018-03-24 07:30 | 277 | 264
2018-03-24 08:00 | 278 | 267
2018-03-24 08:30 | 307 | 298
2018-03-24 09:00 | 277 | 266
2018-03-24 09:30 | 284 | 272
2018-03-24 10:00 | 276 | 264
2018-03-24 10:30 | 267 | 255
2018-03-24 11:00 | 269 | 257
2018-03-24 11:30 | 273 | 261
2018-03-24 12:00 | 266 | 254
2018-03-24 12:30 | 266 | 253
2018-03-24 13:00 | 265 | 253
2018-03-24 13:30 | 265 | 252
2018-03-24 14:00 | 269 | 257
2018-03-24 14:30 | 277 | 266
2018-03-24 15:00 | 274 | 262
2018-03-24 15:30 | 273 | 261
2018-03-24 16:00 | 300 | 290
2018-03-24 16:30 | 305 | 295
2018-03-24 17:00 | 314 | 305
2018-03-24 17:30 | 308 | 299
2018-03-24 18:00 | 300 | 291
2018-03-24 18:30 | 319 | 311
2018-03-24 19:00 | 310 | 301
2018-03-24 19:30 | 293 | 283
2018-03-24 20:00 | 274 | 262
2018-03-24 20:30 | 272 | 260
2018-03-24 21:00 | 273 | 261
2018-03-24 21:30 | 270 | 257
2018-03-24 22:00 | 261 | 248
2018-03-24 22:30 | 254 | 240
2018-03-24 23:00 | 242 | 227
2018-03-24 23:30 | 212 | 193
2018-03-25 | 185 | 163
2018-03-25 00:30 | 176 | 150
2018-03-25 01:00 | 163 | 134
2018-03-25 01:30 | 153 | 121
2018-03-25 02:00 | 138 | 103
2018-03-25 02:30 | 142 | 106
2018-03-25 03:00 | 146 | 109
2018-03-25 03:30 | 160 | 128
2018-03-25 04:00 | 153 | 118
2018-03-25 04:30 | 152 | 118
2018-03-25 05:00 | 158 | 124
2018-03-25 05:30 | 171 | 142
2018-03-25 06:00 | 182 | 154
2018-03-25 06:30 | 187 | 161
2018-03-25 07:00 | 192 | 168
2018-03-25 07:30 | 203 | 180
2018-03-25 08:00 | 176 | 148
2018-03-25 08:30 | 169 | 140
2018-03-25 09:00 | 170 | 142
2018-03-25 09:30 | 170 | 145
2018-03-25 10:00 | 172 | 148
2018-03-25 10:30 | 169 | 144
2018-03-25 11:00 | 168 | 143
2018-03-25 11:30 | 165 | 139
2018-03-25 12:00 | 170 | 145
2018-03-25 12:30 | 181 | 158
2018-03-25 13:00 | 197 | 177
2018-03-25 13:30 | 196 | 175
2018-03-25 14:00 | 215 | 196
2018-03-25 14:30 | 229 | 213
2018-03-25 15:00 | 225 | 207
2018-03-25 15:30 | 250 | 235
2018-03-25 16:00 | 283 | 272
2018-03-25 16:30 | 292 | 281
2018-03-25 17:00 | 298 | 287
2018-03-25 17:30 | 308 | 298
2018-03-25 18:00 | 299 | 289
2018-03-25 18:30 | 322 | 314
2018-03-25 19:00 | 301 | 292
2018-03-25 19:30 | 278 | 269
2018-03-25 20:00 | 247 | 235
2018-03-25 20:30 | 235 | 222
2018-03-25 21:00 | 212 | 198
2018-03-25 21:30 | 178 | 160
2018-03-25 22:00 | 170 | 150
2018-03-25 22:30 | 171 | 150
2018-03-25 23:00 | 181 | 161
2018-03-25 23:30 | 170 | 148
2018-03-26 | 162 | 138
2018-03-26 00:30 | 162 | 136
2018-03-26 01:00 | 163 | 137
2018-03-26 01:30 | 160 | 131
2018-03-26 02:00 | 147 | 117
2018-03-26 02:30 | 152 | 122
2018-03-26 03:00 | 157 | 128
2018-03-26 03:30 | 161 | 133
2018-03-26 04:00 | 156 | 126
2018-03-26 04:30 | 192 | 169
2018-03-26 05:00 | 205 | 184
2018-03-26 05:30 | 239 | 222
2018-03-26 06:00 | 306 | 296
2018-03-26 06:30 | 345 | 338
2018-03-26 07:00 | 360 | 353
2018-03-26 07:30 | 363 | 356
2018-03-26 08:00 | 356 | 350
2018-03-26 08:30 | 361 | 354
2018-03-26 09:00 | 351 | 344
2018-03-26 09:30 | 346 | 340
2018-03-26 10:00 | 339 | 331
2018-03-26 10:30 | 334 | 326
2018-03-26 11:00 | 347 | 340
2018-03-26 11:30 | 344 | 338
2018-03-26 12:00 | 336 | 329
2018-03-26 12:30 | 331 | 325
2018-03-26 13:00 | 319 | 312
2018-03-26 13:30 | 300 | 291
2018-03-26 14:00 | 306 | 298
2018-03-26 14:30 | 304 | 296
2018-03-26 15:00 | 311 | 303
2018-03-26 15:30 | 302 | 294
2018-03-26 16:00 | 305 | 297
2018-03-26 16:30 | 310 | 302
2018-03-26 17:00 | 326 | 319
2018-03-26 17:30 | 341 | 335
2018-03-26 18:00 | 342 | 336
2018-03-26 18:30 | 357 | 352
2018-03-26 19:00 | 358 | 353
2018-03-26 19:30 | 334 | 328
2018-03-26 20:00 | 335 | 329
2018-03-26 20:30 | 337 | 331
2018-03-26 21:00 | 329 | 322
2018-03-26 21:30 | 337 | 330
2018-03-26 22:00 | 305 | 297
2018-03-26 22:30 | 288 | 278
2018-03-26 23:00 | 292 | 283
2018-03-26 23:30 | 289 | 280
2018-03-27 | 281 | 270
2018-03-27 00:30 | 275 | 262
2018-03-27 01:00 | 266 | 253
2018-03-27 01:30 | 247 | 232
2018-03-27 02:00 | 227 | 209
2018-03-27 02:30 | 228 | 211
2018-03-27 03:00 | 231 | 214
2018-03-27 03:30 | 233 | 216
2018-03-27 04:00 | 233 | 216
2018-03-27 04:30 | 243 | 228
2018-03-27 05:00 | 248 | 233
2018-03-27 05:30 | 276 | 263
2018-03-27 06:00 | 301 | 291
2018-03-27 06:30 | 319 | 310
2018-03-27 07:00 | 332 | 325
2018-03-27 07:30 | 323 | 316
2018-03-27 08:00 | 323 | 317
2018-03-27 08:30 | 313 | 307
2018-03-27 09:00 | 310 | 304
2018-03-27 09:30 | 328 | 323
2018-03-27 10:00 | 335 | 330
2018-03-27 10:30 | 331 | 326
2018-03-27 11:00 | 316 | 311
2018-03-27 11:30 | 316 | 309
2018-03-27 12:00 | 319 | 313
2018-03-27 12:30 | 331 | 326
2018-03-27 13:00 | 336 | 331
2018-03-27 13:30 | 336 | 332
2018-03-27 14:00 | 309 | 303
2018-03-27 14:30 | 312 | 306
2018-03-27 15:00 | 320 | 314
2018-03-27 15:30 | 329 | 323
2018-03-27 16:00 | 328 | 322
2018-03-27 16:30 | 331 | 325
2018-03-27 17:00 | 333 | 328
2018-03-27 17:30 | 333 | 328
2018-03-27 18:00 | 347 | 342
2018-03-27 18:30 | 342 | 337
2018-03-27 19:00 | 333 | 327
2018-03-27 19:30 | 325 | 319
2018-03-27 20:00 | 325 | 319
2018-03-27 20:30 | 327 | 321
2018-03-27 21:00 | 329 | 323
2018-03-27 21:30 | 347 | 343
2018-03-27 22:00 | 330 | 325
2018-03-27 22:30 | 270 | 257
2018-03-27 23:00 | 245 | 232
2018-03-27 23:30 | 210 | 194
2018-03-28 | 171 | 149
2018-03-28 00:30 | 160 | 131
2018-03-28 01:00 | 162 | 134
2018-03-28 01:30 | 161 | 132
2018-03-28 02:00 | 144 | 110
2018-03-28 02:30 | 136 | 100
2018-03-28 03:00 | 135 | 97
2018-03-28 03:30 | 128 | 88
2018-03-28 04:00 | 130 | 91
2018-03-28 04:30 | 147 | 113
2018-03-28 05:00 | 182 | 157
2018-03-28 05:30 | 187 | 164
2018-03-28 06:00 | 216 | 198
2018-03-28 06:30 | 288 | 279
2018-03-28 07:00 | 309 | 301
2018-03-28 07:30 | 317 | 310
2018-03-28 08:00 | 311 | 304
2018-03-28 08:30 | 312 | 305
2018-03-28 09:00 | 311 | 305
2018-03-28 09:30 | 312 | 306
2018-03-28 10:00 | 292 | 285
2018-03-28 10:30 | 294 | 287
2018-03-28 11:00 | 309 | 302
2018-03-28 11:30 | 305 | 298
2018-03-28 12:00 | 293 | 286
2018-03-28 12:30 | 310 | 304
2018-03-28 13:00 | 313 | 307
2018-03-28 13:30 | 330 | 325
2018-03-28 14:00 | 339 | 335
2018-03-28 14:30 | 352 | 348
2018-03-28 15:00 | 367 | 363
2018-03-28 15:30 | 384 | 381
2018-03-28 16:00 | 385 | 382
2018-03-28 16:30 | 391 | 389
2018-03-28 17:00 | 390 | 387
2018-03-28 17:30 | 378 | 375
2018-03-28 18:00 | 373 | 370
2018-03-28 18:30 | 369 | 367
2018-03-28 19:00 | 357 | 354
2018-03-28 19:30 | 345 | 341
2018-03-28 20:00 | 354 | 350
2018-03-28 20:30 | 353 | 348
2018-03-28 21:00 | 342 | 337
2018-03-28 21:30 | 336 | 331
2018-03-28 22:00 | 311 | 305
2018-03-28 22:30 | 309 | 302
2018-03-28 23:00 | 285 | 276
2018-03-28 23:30 | 259 | 248
2018-03-29 | 252 | 239
2018-03-29 00:30 | 261 | 249
2018-03-29 01:00 | 252 | 239
2018-03-29 01:30 | 247 | 232
2018-03-29 02:00 | 237 | 223
2018-03-29 02:30 | 239 | 225
2018-03-29 03:00 | 249 | 235
2018-03-29 03:30 | 259 | 246
2018-03-29 04:00 | 261 | 248
2018-03-29 04:30 | 259 | 246
2018-03-29 05:00 | 256 | 243
2018-03-29 05:30 | 278 | 268
2018-03-29 06:00 | 307 | 299
2018-03-29 06:30 | 334 | 328
2018-03-29 07:00 | 333 | 327
2018-03-29 07:30 | 364 | 360
2018-03-29 08:00 | 387 | 382
2018-03-29 08:30 | 407 | 402
2018-03-29 09:00 | 407 | 402
2018-03-29 09:30 | 431 | 426
2018-03-29 10:00 | 427 | 422
2018-03-29 10:30 | 428 | 423
2018-03-29 11:00 | 409 | 404
2018-03-29 11:30 | 389 | 382
2018-03-29 12:00 | 382 | 375
2018-03-29 12:30 | 431 | 419
2018-03-29 13:00 | 561 | 542
2018-03-29 13:30 | 567 | 549
2018-03-29 14:00 | 576 | 557
2018-03-29 14:30 | 587 | 570
2018-03-29 15:00 | 598 | 581
2018-03-29 15:30 | 576 | 557
2018-03-29 16:00 | 563 | 543
2018-03-29 16:30 | 566 | 546
2018-03-29 17:00 | 555 | 542
2018-03-29 17:30 | 521 | 510
2018-03-29 18:00 | 535 | 524
2018-03-29 18:30 | 529 | 518
2018-03-29 19:00 | 532 | 522
2018-03-29 19:30 | 516 | 504
2018-03-29 20:00 | 510 | 498
2018-03-29 20:30 | 478 | 464
2018-03-29 21:00 | 463 | 448
2018-03-29 21:30 | 477 | 463
2018-03-29 22:00 | 436 | 418
2018-03-29 22:30 | 426 | 406
2018-03-29 23:00 | 416 | 395
2018-03-29 23:30 | 406 | 384
2018-03-30 | 403 | 380
2018-03-30 00:30 | 403 | 380
2018-03-30 01:00 | 387 | 362
2018-03-30 01:30 | 383 | 356
2018-03-30 02:00 | 384 | 356
2018-03-30 02:30 | 409 | 383
2018-03-30 03:00 | 390 | 363
2018-03-30 03:30 | 385 | 357
2018-03-30 04:00 | 385 | 358
2018-03-30 04:30 | 387 | 359
2018-03-30 05:00 | 381 | 353
2018-03-30 05:30 | 388 | 361
2018-03-30 06:00 | 395 | 368
2018-03-30 06:30 | 433 | 409
2018-03-30 07:00 | 445 | 423
2018-03-30 07:30 | 454 | 432
2018-03-30 08:00 | 453 | 431
2018-03-30 08:30 | 476 | 457
2018-03-30 09:00 | 461 | 441
2018-03-30 09:30 | 470 | 450
2018-03-30 10:00 | 475 | 455
2018-03-30 10:30 | 461 | 442
2018-03-30 11:00 | 469 | 450
2018-03-30 11:30 | 448 | 428
2018-03-30 12:00 | 430 | 408
2018-03-30 12:30 | 402 | 378
2018-03-30 13:00 | 396 | 372
2018-03-30 13:30 | 374 | 348
2018-03-30 14:00 | 395 | 371
2018-03-30 14:30 | 410 | 387
2018-03-30 15:00 | 418 | 396
2018-03-30 15:30 | 435 | 414
2018-03-30 16:00 | 451 | 431
2018-03-30 16:30 | 460 | 441
2018-03-30 17:00 | 462 | 444
2018-03-30 17:30 | 449 | 430
2018-03-30 18:00 | 453 | 435
2018-03-30 18:30 | 475 | 458
2018-03-30 19:00 | 467 | 450
2018-03-30 19:30 | 424 | 403
2018-03-30 20:00 | 426 | 405
2018-03-30 20:30 | 428 | 406
2018-03-30 21:00 | 411 | 388
2018-03-30 21:30 | 427 | 406
2018-03-30 22:00 | 396 | 373
2018-03-30 22:30 | 383 | 358
2018-03-30 23:00 | 386 | 360
2018-03-30 23:30 | 353 | 322
2018-03-31 | 344 | 311
2018-03-31 00:30 | 344 | 311
2018-03-31 01:00 | 324 | 288
2018-03-31 01:30 | 290 | 249
2018-03-31 02:00 | 281 | 238
2018-03-31 02:30 | 279 | 232
2018-03-31 03:00 | 285 | 239
2018-03-31 03:30 | 288 | 241
2018-03-31 04:00 | 282 | 234
2018-03-31 04:30 | 291 | 246
2018-03-31 05:00 | 284 | 237
2018-03-31 05:30 | 291 | 245
2018-03-31 06:00 | 302 | 258
2018-03-31 06:30 | 334 | 296
2018-03-31 07:00 | 392 | 365
2018-03-31 07:30 | 405 | 377
2018-03-31 08:00 | 399 | 371
2018-03-31 08:30 | 414 | 389
2018-03-31 09:00 | 412 | 388
2018-03-31 09:30 | 403 | 379
2018-03-31 10:00 | 391 | 366
2018-03-31 10:30 | 383 | 357
2018-03-31 11:00 | 359 | 332
2018-03-31 11:30 | 346 | 317
2018-03-31 12:00 | 359 | 331
2018-03-31 12:30 | 369 | 343
2018-03-31 13:00 | 371 | 345
2018-03-31 13:30 | 388 | 363
2018-03-31 14:00 | 384 | 359
2018-03-31 14:30 | 384 | 359
2018-03-31 15:00 | 403 | 380
2018-03-31 15:30 | 450 | 430
2018-03-31 16:00 | 480 | 462
2018-03-31 16:30 | 528 | 513
2018-03-31 17:00 | 533 | 519
2018-03-31 17:30 | 540 | 527
2018-03-31 18:00 | 516 | 501
2018-03-31 18:30 | 555 | 543
2018-03-31 19:00 | 564 | 551
2018-03-31 19:30 | 532 | 517
2018-03-31 20:00 | 520 | 504
2018-03-31 20:30 | 472 | 453
2018-03-31 21:00 | 456 | 436
2018-03-31 21:30 | 459 | 439
2018-03-31 22:00 | 453 | 432
2018-03-31 22:30 | 435 | 412
2018-03-31 23:00 | 454 | 432
2018-03-31 23:30 | 443 | 420
2018-04-01 | 420 | 396
2018-04-01 00:30 | 409 | 383
2018-04-01 01:00 | 352 | 319
2018-04-01 01:30 | 342 | 304
2018-04-01 02:00 | 331 | 291
2018-04-01 02:30 | 315 | 271
2018-04-01 03:00 | 315 | 273
2018-04-01 03:30 | 327 | 286
2018-04-01 04:00 | 322 | 280
2018-04-01 04:30 | 309 | 264
2018-04-01 05:00 | 308 | 264
2018-04-01 05:30 | 295 | 248
2018-04-01 06:00 | 317 | 274
2018-04-01 06:30 | 323 | 282
2018-04-01 07:00 | 332 | 292
2018-04-01 07:30 | 350 | 313
2018-04-01 08:00 | 357 | 321
2018-04-01 08:30 | 357 | 323
2018-04-01 09:00 | 348 | 312
2018-04-01 09:30 | 334 | 298
2018-04-01 10:00 | 323 | 284
2018-04-01 10:30 | 315 | 275
2018-04-01 11:00 | 321 | 283
2018-04-01 11:30 | 322 | 283
2018-04-01 12:00 | 345 | 308
2018-04-01 12:30 | 342 | 306
2018-04-01 13:00 | 321 | 283
2018-04-01 13:30 | 366 | 334
2018-04-01 14:00 | 390 | 360
2018-04-01 14:30 | 418 | 390
2018-04-01 15:00 | 439 | 414
2018-04-01 15:30 | 438 | 413
2018-04-01 16:00 | 457 | 435
2018-04-01 16:30 | 487 | 468
2018-04-01 17:00 | 505 | 486
2018-04-01 17:30 | 501 | 484
2018-04-01 18:00 | 494 | 477
2018-04-01 18:30 | 495 | 478
2018-04-01 19:00 | 502 | 485
2018-04-01 19:30 | 459 | 439
2018-04-01 20:00 | 453 | 433
2018-04-01 20:30 | 432 | 411
2018-04-01 21:00 | 430 | 409
2018-04-01 21:30 | 428 | 407
2018-04-01 22:00 | 386 | 361
2018-04-01 22:30 | 346 | 315
2018-04-01 23:00 | 330 | 295
2018-04-01 23:30 | 329 | 295
2018-04-02 | 326 | 291
2018-04-02 00:30 | 320 | 281
2018-04-02 01:00 | 294 | 249
2018-04-02 01:30 | 294 | 249
2018-04-02 02:00 | 299 | 254
2018-04-02 02:30 | 310 | 266
2018-04-02 03:00 | 301 | 256
2018-04-02 03:30 | 308 | 264
2018-04-02 04:00 | 312 | 270
2018-04-02 04:30 | 319 | 277
2018-04-02 05:00 | 304 | 260
2018-04-02 05:30 | 309 | 265
2018-04-02 06:00 | 322 | 280
2018-04-02 06:30 | 347 | 309
2018-04-02 07:00 | 348 | 311
2018-04-02 07:30 | 365 | 330
2018-04-02 08:00 | 370 | 336
2018-04-02 08:30 | 400 | 370
2018-04-02 09:00 | 387 | 358
2018-04-02 09:30 | 374 | 344
2018-04-02 10:00 | 382 | 353
2018-04-02 10:30 | 393 | 365
2018-04-02 11:00 | 388 | 359
2018-04-02 11:30 | 381 | 351
2018-04-02 12:00 | 375 | 345
2018-04-02 12:30 | 367 | 335
2018-04-02 13:00 | 347 | 315
2018-04-02 13:30 | 360 | 328
2018-04-02 14:00 | 405 | 378
2018-04-02 14:30 | 422 | 397
2018-04-02 15:00 | 456 | 433
2018-04-02 15:30 | 446 | 423
2018-04-02 16:00 | 455 | 433
2018-04-02 16:30 | 474 | 453
2018-04-02 17:00 | 492 | 474
2018-04-02 17:30 | 506 | 489
2018-04-02 18:00 | 521 | 506
2018-04-02 18:30 | 528 | 513
2018-04-02 19:00 | 506 | 490
2018-04-02 19:30 | 483 | 466
2018-04-02 20:00 | 477 | 459
2018-04-02 20:30 | 468 | 449
2018-04-02 21:00 | 459 | 439
2018-04-02 21:30 | 407 | 384
2018-04-02 22:00 | 345 | 315
2018-04-02 22:30 | 344 | 314
2018-04-02 23:00 | 346 | 316
2018-04-02 23:30 | 387 | 361
2018-04-03 | 365 | 336
2018-04-03 00:30 | 353 | 322
2018-04-03 01:00 | 344 | 311
2018-04-03 01:30 | 336 | 303
2018-04-03 02:00 | 336 | 302
2018-04-03 02:30 | 332 | 296
2018-04-03 03:00 | 334 | 300
2018-04-03 03:30 | 312 | 270
2018-04-03 04:00 | 325 | 287
2018-04-03 04:30 | 317 | 279
2018-04-03 05:00 | 325 | 288
2018-04-03 05:30 | 354 | 322
2018-04-03 06:00 | 365 | 334
2018-04-03 06:30 | 398 | 370
2018-04-03 07:00 | 435 | 414
2018-04-03 07:30 | 477 | 460
2018-04-03 08:00 | 513 | 499
2018-04-03 08:30 | 521 | 508
2018-04-03 09:00 | 531 | 518
2018-04-03 09:30 | 520 | 507
2018-04-03 10:00 | 530 | 517
2018-04-03 10:30 | 531 | 518
2018-04-03 11:00 | 522 | 508
2018-04-03 11:30 | 535 | 522
2018-04-03 12:00 | 509 | 495
2018-04-03 12:30 | 496 | 481
2018-04-03 13:00 | 496 | 481
2018-04-03 13:30 | 490 | 474
2018-04-03 14:00 | 499 | 484
2018-04-03 14:30 | 489 | 474
2018-04-03 15:00 | 472 | 456
2018-04-03 15:30 | 479 | 463
2018-04-03 16:00 | 496 | 481
2018-04-03 16:30 | 516 | 503
2018-04-03 17:00 | 513 | 499
2018-04-03 17:30 | 511 | 498
2018-04-03 18:00 | 522 | 509
2018-04-03 18:30 | 525 | 513
2018-04-03 19:00 | 502 | 488
2018-04-03 19:30 | 461 | 444
2018-04-03 20:00 | 457 | 439
2018-04-03 20:30 | 455 | 438
2018-04-03 21:00 | 477 | 460
2018-04-03 21:30 | 490 | 474
2018-04-03 22:00 | 450 | 432
2018-04-03 22:30 | 411 | 390
2018-04-03 23:00 | 397 | 375
2018-04-03 23:30 | 390 | 366
2018-04-04 | 377 | 350
2018-04-04 00:30 | 355 | 323
2018-04-04 01:00 | 324 | 288
2018-04-04 01:30 | 321 | 286
2018-04-04 02:00 | 315 | 277
2018-04-04 02:30 | 325 | 287
2018-04-04 03:00 | 329 | 291
2018-04-04 03:30 | 337 | 299
2018-04-04 04:00 | 355 | 320
2018-04-04 04:30 | 370 | 335
2018-04-04 05:00 | 360 | 325
2018-04-04 05:30 | 370 | 337
2018-04-04 06:00 | 371 | 339
2018-04-04 06:30 | 406 | 378
2018-04-04 07:00 | 441 | 419
2018-04-04 07:30 | 457 | 437
2018-04-04 08:00 | 491 | 473
2018-04-04 08:30 | 504 | 487
2018-04-04 09:00 | 400 | 359
2018-04-04 09:30 | 371 | 366
2018-04-04 10:00 | 374 | 369
2018-04-04 10:30 | 373 | 368
2018-04-04 11:00 | 360 | 354
2018-04-04 11:30 | 353 | 348
2018-04-04 12:00 | 377 | 372
2018-04-04 12:30 | 372 | 367
2018-04-04 13:00 | 365 | 360
2018-04-04 13:30 | 374 | 369
2018-04-04 14:00 | 385 | 381
2018-04-04 14:30 | 375 | 370
2018-04-04 15:00 | 363 | 357
2018-04-04 15:30 | 429 | 420
2018-04-04 16:00 | 500 | 485
2018-04-04 16:30 | 501 | 486
2018-04-04 17:00 | 525 | 512
2018-04-04 17:30 | 576 | 565
2018-04-04 18:00 | 581 | 570
2018-04-04 18:30 | 568 | 557
2018-04-04 19:00 | 551 | 539
2018-04-04 19:30 | 530 | 516
2018-04-04 20:00 | 529 | 515
2018-04-04 20:30 | 536 | 522
2018-04-04 21:00 | 542 | 528
2018-04-04 21:30 | 535 | 521
2018-04-04 22:00 | 524 | 509
2018-04-04 22:30 | 490 | 470
2018-04-04 23:00 | 475 | 455
2018-04-04 23:30 | 462 | 441
2018-04-05 | 435 | 411
2018-04-05 00:30 | 387 | 357
2018-04-05 01:00 | 350 | 314
2018-04-05 01:30 | 371 | 338
2018-04-05 02:00 | 385 | 354
2018-04-05 02:30 | 416 | 388
2018-04-05 03:00 | 425 | 397
2018-04-05 03:30 | 421 | 393
2018-04-05 04:00 | 422 | 394
2018-04-05 04:30 | 429 | 402
2018-04-05 05:00 | 435 | 409
2018-04-05 05:30 | 437 | 411
2018-04-05 06:00 | 403 | 374
2018-04-05 06:30 | 357 | 324
2018-04-05 07:00 | 401 | 374
2018-04-05 07:30 | 403 | 379
2018-04-05 08:00 | 420 | 399
2018-04-05 08:30 | 431 | 411
2018-04-05 09:00 | 432 | 413
2018-04-05 09:30 | 421 | 400
2018-04-05 10:00 | 410 | 389
2018-04-05 10:30 | 374 | 349
2018-04-05 11:00 | 388 | 365
2018-04-05 11:30 | 404 | 382
2018-04-05 12:00 | 407 | 385
2018-04-05 12:30 | 427 | 407
2018-04-05 13:00 | 422 | 401
2018-04-05 13:30 | 453 | 434
2018-04-05 14:00 | 444 | 425
2018-04-05 14:30 | 466 | 448
2018-04-05 15:00 | 469 | 451
2018-04-05 15:30 | 483 | 465
2018-04-05 16:00 | 498 | 482
2018-04-05 16:30 | 502 | 486
2018-04-05 17:00 | 509 | 493
2018-04-05 17:30 | 506 | 490
2018-04-05 18:00 | 496 | 480
2018-04-05 18:30 | 500 | 484
2018-04-05 19:00 | 515 | 500
2018-04-05 19:30 | 502 | 486
2018-04-05 20:00 | 504 | 488
2018-04-05 20:30 | 502 | 486
2018-04-05 21:00 | 493 | 476
2018-04-05 21:30 | 489 | 472
2018-04-05 22:00 | 463 | 444
2018-04-05 22:30 | 458 | 439
2018-04-05 23:00 | 460 | 441
2018-04-05 23:30 | 448 | 428
2018-04-06 | 462 | 442
2018-04-06 00:30 | 426 | 401
2018-04-06 01:00 | 355 | 323
2018-04-06 01:30 | 333 | 298
2018-04-06 02:00 | 333 | 298
2018-04-06 02:30 | 307 | 267
2018-04-06 03:00 | 313 | 269
2018-04-06 03:30 | 305 | 259
2018-04-06 04:00 | 305 | 260
2018-04-06 04:30 | 324 | 282
2018-04-06 05:00 | 321 | 279
2018-04-06 05:30 | 349 | 311
2018-04-06 06:00 | 328 | 288
2018-04-06 06:30 | 322 | 285
2018-04-06 07:00 | 342 | 310
2018-04-06 07:30 | 384 | 357
2018-04-06 08:00 | 377 | 350
2018-04-06 08:30 | 393 | 367
2018-04-06 09:00 | 402 | 377
2018-04-06 09:30 | 405 | 381
2018-04-06 10:00 | 409 | 385
2018-04-06 10:30 | 410 | 386
2018-04-06 11:00 | 386 | 360
2018-04-06 11:30 | 366 | 337
2018-04-06 12:00 | 359 | 330
2018-04-06 12:30 | 340 | 309
2018-04-06 13:00 | 314 | 280
2018-04-06 13:30 | 317 | 283
2018-04-06 14:00 | 366 | 338
2018-04-06 14:30 | 384 | 357
2018-04-06 15:00 | 432 | 409
2018-04-06 15:30 | 472 | 452
2018-04-06 16:00 | 480 | 459
2018-04-06 16:30 | 474 | 453
2018-04-06 17:00 | 486 | 466
2018-04-06 17:30 | 468 | 448
2018-04-06 18:00 | 471 | 451
2018-04-06 18:30 | 476 | 457
2018-04-06 19:00 | 461 | 440
2018-04-06 19:30 | 441 | 419
2018-04-06 20:00 | 460 | 439
2018-04-06 20:30 | 460 | 439
2018-04-06 21:00 | 449 | 427
2018-04-06 21:30 | 438 | 414
2018-04-06 22:00 | 422 | 398
2018-04-06 22:30 | 423 | 398
2018-04-06 23:00 | 415 | 389
2018-04-06 23:30 | 411 | 385
2018-04-07 | 400 | 371
2018-04-07 00:30 | 371 | 338
2018-04-07 01:00 | 346 | 309
2018-04-07 01:30 | 335 | 296
2018-04-07 02:00 | 317 | 275
2018-04-07 02:30 | 312 | 270
2018-04-07 03:00 | 313 | 272
2018-04-07 03:30 | 308 | 265
2018-04-07 04:00 | 287 | 240
2018-04-07 04:30 | 262 | 210
2018-04-07 05:00 | 277 | 227
2018-04-07 05:30 | 296 | 250
2018-04-07 06:00 | 308 | 266
2018-04-07 06:30 | 326 | 286
2018-04-07 07:00 | 333 | 295
2018-04-07 07:30 | 343 | 305
2018-04-07 08:00 | 351 | 316
2018-04-07 08:30 | 362 | 329
2018-04-07 09:00 | 371 | 342
2018-04-07 09:30 | 390 | 363
2018-04-07 10:00 | 387 | 359
2018-04-07 10:30 | 399 | 373
2018-04-07 11:00 | 396 | 369
2018-04-07 11:30 | 391 | 363
2018-04-07 12:00 | 383 | 354
2018-04-07 12:30 | 385 | 357
2018-04-07 13:00 | 389 | 361
2018-04-07 13:30 | 387 | 359
2018-04-07 14:00 | 397 | 370
2018-04-07 14:30 | 400 | 373
2018-04-07 15:00 | 414 | 389
2018-04-07 15:30 | 430 | 406
2018-04-07 16:00 | 439 | 415
2018-04-07 16:30 | 456 | 435
2018-04-07 17:00 | 468 | 448
2018-04-07 17:30 | 463 | 445
2018-04-07 18:00 | 471 | 454
2018-04-07 18:30 | 458 | 441
2018-04-07 19:00 | 449 | 431
2018-04-07 19:30 | 433 | 414
2018-04-07 20:00 | 420 | 400
2018-04-07 20:30 | 413 | 393
2018-04-07 21:00 | 408 | 386
2018-04-07 21:30 | 416 | 394
2018-04-07 22:00 | 431 | 409
2018-04-07 22:30 | 405 | 382
2018-04-07 23:00 | 409 | 386
2018-04-07 23:30 | 404 | 380
2018-04-08 | 374 | 348
2018-04-08 00:30 | 332 | 298
2018-04-08 01:00 | 309 | 268
2018-04-08 01:30 | 332 | 294
2018-04-08 02:00 | 293 | 246
2018-04-08 02:30 | 299 | 251
2018-04-08 03:00 | 277 | 224
2018-04-08 03:30 | 251 | 191
2018-04-08 04:00 | 242 | 179
2018-04-08 04:30 | 242 | 180
2018-04-08 05:00 | 248 | 187
2018-04-08 05:30 | 240 | 177
2018-04-08 06:00 | 218 | 146
2018-04-08 06:30 | 202 | 122
2018-04-08 07:00 | 223 | 156
2018-04-08 07:30 | 258 | 203
2018-04-08 08:00 | 273 | 222
2018-04-08 08:30 | 291 | 243
2018-04-08 09:00 | 306 | 262
2018-04-08 09:30 | 306 | 269
2018-04-08 10:00 | 300 | 262
2018-04-08 10:30 | 302 | 263
2018-04-08 11:00 | 307 | 269
2018-04-08 11:30 | 293 | 254
2018-04-08 12:00 | 291 | 252
2018-04-08 12:30 | 287 | 247
2018-04-08 13:00 | 293 | 255
2018-04-08 13:30 | 284 | 245
2018-04-08 14:00 | 297 | 259
2018-04-08 14:30 | 314 | 278
2018-04-08 15:00 | 333 | 299
2018-04-08 15:30 | 360 | 330
2018-04-08 16:00 | 381 | 354
2018-04-08 16:30 | 403 | 378
2018-04-08 17:00 | 404 | 380
2018-04-08 17:30 | 417 | 396
2018-04-08 18:00 | 419 | 400
2018-04-08 18:30 | 413 | 394
2018-04-08 19:00 | 413 | 394
2018-04-08 19:30 | 404 | 383
2018-04-08 20:00 | 405 | 384
2018-04-08 20:30 | 412 | 391
2018-04-08 21:00 | 405 | 384
2018-04-08 21:30 | 417 | 396
2018-04-08 22:00 | 392 | 368
2018-04-08 22:30 | 345 | 318
2018-04-08 23:00 | 345 | 317
2018-04-08 23:30 | 332 | 302
2018-04-09 | 323 | 288
2018-04-09 00:30 | 295 | 253
2018-04-09 01:00 | 295 | 251
2018-04-09 01:30 | 331 | 292
2018-04-09 02:00 | 299 | 255
2018-04-09 02:30 | 295 | 249
2018-04-09 03:00 | 309 | 266
2018-04-09 03:30 | 302 | 258
2018-04-09 04:00 | 260 | 206
2018-04-09 04:30 | 265 | 213
2018-04-09 05:00 | 272 | 222
2018-04-09 05:30 | 300 | 257
2018-04-09 06:00 | 315 | 275
2018-04-09 06:30 | 342 | 307
2018-04-09 07:00 | 350 | 316
2018-04-09 07:30 | 369 | 337
2018-04-09 08:00 | 372 | 340
2018-04-09 08:30 | 393 | 364
2018-04-09 09:00 | 408 | 381
2018-04-09 09:30 | 408 | 382
2018-04-09 10:00 | 395 | 369
2018-04-09 10:30 | 404 | 378
2018-04-09 11:00 | 400 | 374
2018-04-09 11:30 | 394 | 368
2018-04-09 12:00 | 386 | 359
2018-04-09 12:30 | 396 | 370
2018-04-09 13:00 | 412 | 387
2018-04-09 13:30 | 411 | 387
2018-04-09 14:00 | 428 | 404
2018-04-09 14:30 | 437 | 415
2018-04-09 15:00 | 450 | 429
2018-04-09 15:30 | 476 | 456
2018-04-09 16:00 | 492 | 474
2018-04-09 16:30 | 521 | 505
2018-04-09 17:00 | 543 | 530
2018-04-09 17:30 | 530 | 517
2018-04-09 18:00 | 537 | 524
2018-04-09 18:30 | 547 | 536
2018-04-09 19:00 | 524 | 511
2018-04-09 19:30 | 502 | 487
2018-04-09 20:00 | 528 | 515
2018-04-09 20:30 | 515 | 501
2018-04-09 21:00 | 496 | 480
2018-04-09 21:30 | 490 | 473
2018-04-09 22:00 | 450 | 430
2018-04-09 22:30 | 446 | 425
2018-04-09 23:00 | 448 | 428
2018-04-09 23:30 | 443 | 422
2018-04-10 | 441 | 419
2018-04-10 00:30 | 395 | 367
2018-04-10 01:00 | 369 | 336
2018-04-10 01:30 | 346 | 308
2018-04-10 02:00 | 289 | 239
2018-04-10 02:30 | 271 | 216
2018-04-10 03:00 | 283 | 231
2018-04-10 03:30 | 267 | 211
2018-04-10 04:00 | 250 | 189
2018-04-10 04:30 | 280 | 226
2018-04-10 05:00 | 300 | 251
2018-04-10 05:30 | 359 | 322
2018-04-10 06:00 | 359 | 324
2018-04-10 06:30 | 383 | 350
2018-04-10 07:00 | 423 | 396
2018-04-10 07:30 | 417 | 390
2018-04-10 08:00 | 393 | 364
2018-04-10 08:30 | 377 | 347
2018-04-10 09:00 | 356 | 325
2018-04-10 09:30 | 342 | 313
2018-04-10 10:00 | 331 | 301
2018-04-10 10:30 | 330 | 300
2018-04-10 11:00 | 331 | 301
2018-04-10 11:30 | 340 | 311
2018-04-10 12:00 | 351 | 323
2018-04-10 12:30 | 362 | 336
2018-04-10 13:00 | 381 | 357
2018-04-10 13:30 | 383 | 359
2018-04-10 14:00 | 397 | 374
2018-04-10 14:30 | 439 | 419
2018-04-10 15:00 | 461 | 443
2018-04-10 15:30 | 491 | 475
2018-04-10 16:00 | 498 | 482
2018-04-10 16:30 | 522 | 508
2018-04-10 17:00 | 534 | 522
2018-04-10 17:30 | 515 | 502
2018-04-10 18:00 | 502 | 488
2018-04-10 18:30 | 512 | 498
2018-04-10 19:00 | 499 | 485
2018-04-10 19:30 | 485 | 471
2018-04-10 20:00 | 494 | 480
2018-04-10 20:30 | 488 | 472
2018-04-10 21:00 | 483 | 466
2018-04-10 21:30 | 470 | 453
2018-04-10 22:00 | 439 | 419
2018-04-10 22:30 | 448 | 428
2018-04-10 23:00 | 442 | 422
2018-04-10 23:30 | 418 | 395
2018-04-11 | 407 | 382
2018-04-11 00:30 | 376 | 348
2018-04-11 01:00 | 404 | 378
2018-04-11 01:30 | 398 | 372
2018-04-11 02:00 | 368 | 339
2018-04-11 02:30 | 335 | 299
2018-04-11 03:00 | 313 | 273
2018-04-11 03:30 | 305 | 263
2018-04-11 04:00 | 295 | 251
2018-04-11 04:30 | 284 | 237
2018-04-11 05:00 | 284 | 238
2018-04-11 05:30 | 315 | 275
2018-04-11 06:00 | 335 | 298
2018-04-11 06:30 | 375 | 344
2018-04-11 07:00 | 456 | 436
2018-04-11 07:30 | 463 | 444
2018-04-11 08:00 | 502 | 487
2018-04-11 08:30 | 518 | 504
2018-04-11 09:00 | 506 | 490
2018-04-11 09:30 | 511 | 496
2018-04-11 10:00 | 503 | 488
2018-04-11 10:30 | 498 | 483
2018-04-11 11:00 | 472 | 454
2018-04-11 11:30 | 482 | 465
2018-04-11 12:00 | 471 | 453
2018-04-11 12:30 | 466 | 448
2018-04-11 13:00 | 474 | 456
2018-04-11 13:30 | 516 | 501
2018-04-11 14:00 | 565 | 553
2018-04-11 14:30 | 579 | 568
2018-04-11 15:00 | 593 | 582
2018-04-11 15:30 | 591 | 581
2018-04-11 16:00 | 598 | 588
2018-04-11 16:30 | 628 | 620
2018-04-11 17:00 | 629 | 621
2018-04-11 17:30 | 614 | 605
2018-04-11 18:00 | 610 | 601
2018-04-11 18:30 | 608 | 599
2018-04-11 19:00 | 589 | 580
2018-04-11 19:30 | 545 | 533
2018-04-11 20:00 | 549 | 537
2018-04-11 20:30 | 521 | 508
2018-04-11 21:00 | 502 | 487
2018-04-11 21:30 | 516 | 501
2018-04-11 22:00 | 463 | 444
2018-04-11 22:30 | 443 | 422
2018-04-11 23:00 | 439 | 418
2018-04-11 23:30 | 454 | 432
2018-04-12 | 430 | 405
2018-04-12 00:30 | 357 | 324
2018-04-12 01:00 | 299 | 256
2018-04-12 01:30 | 293 | 246
2018-04-12 02:00 | 318 | 274
2018-04-12 02:30 | 342 | 302
2018-04-12 03:00 | 322 | 279
2018-04-12 03:30 | 309 | 264
2018-04-12 04:00 | 317 | 273
2018-04-12 04:30 | 313 | 269
2018-04-12 05:00 | 311 | 267
2018-04-12 05:30 | 325 | 284
2018-04-12 06:00 | 320 | 278
2018-04-12 06:30 | 356 | 321
2018-04-12 07:00 | 415 | 389
2018-04-12 07:30 | 465 | 447
2018-04-12 08:00 | 449 | 432
2018-04-12 08:30 | 454 | 436
2018-04-12 09:00 | 417 | 394
2018-04-12 09:30 | 440 | 421
2018-04-12 10:00 | 416 | 395
2018-04-12 10:30 | 401 | 377
2018-04-12 11:00 | 405 | 382
2018-04-12 11:30 | 414 | 393
2018-04-12 12:00 | 406 | 384
2018-04-12 12:30 | 395 | 372
2018-04-12 13:00 | 385 | 360
2018-04-12 13:30 | 378 | 353
2018-04-12 14:00 | 412 | 390
2018-04-12 14:30 | 424 | 403
2018-04-12 15:00 | 437 | 417
2018-04-12 15:30 | 458 | 440
2018-04-12 16:00 | 487 | 471
2018-04-12 16:30 | 527 | 513
2018-04-12 17:00 | 546 | 533
2018-04-12 17:30 | 554 | 540
2018-04-12 18:00 | 601 | 581
2018-04-12 18:30 | 600 | 581
2018-04-12 19:00 | 577 | 555
2018-04-12 19:30 | 542 | 518
2018-04-12 20:00 | 544 | 519
2018-04-12 20:30 | 551 | 526
2018-04-12 21:00 | 533 | 505
2018-04-12 21:30 | 481 | 453
2018-04-12 22:00 | 417 | 395
2018-04-12 22:30 | 440 | 419
2018-04-12 23:00 | 439 | 417
2018-04-12 23:30 | 422 | 399
2018-04-13 | 382 | 354
2018-04-13 00:30 | 356 | 324
2018-04-13 01:00 | 316 | 280
2018-04-13 01:30 | 333 | 298
2018-04-13 02:00 | 335 | 301
2018-04-13 02:30 | 336 | 302
2018-04-13 03:00 | 321 | 284
2018-04-13 03:30 | 307 | 267
2018-04-13 04:00 | 297 | 255
2018-04-13 04:30 | 296 | 254
2018-04-13 05:00 | 297 | 256
2018-04-13 05:30 | 343 | 310
2018-04-13 06:00 | 331 | 296
2018-04-13 06:30 | 347 | 315
2018-04-13 07:00 | 380 | 353
2018-04-13 07:30 | 364 | 337
2018-04-13 08:00 | 367 | 339
2018-04-13 08:30 | 367 | 340
2018-04-13 09:00 | 387 | 362
2018-04-13 09:30 | 363 | 336
2018-04-13 10:00 | 343 | 314
2018-04-13 10:30 | 342 | 313
2018-04-13 11:00 | 345 | 317
2018-04-13 11:30 | 356 | 329
2018-04-13 12:00 | 366 | 339
2018-04-13 12:30 | 370 | 344
2018-04-13 13:00 | 369 | 342
2018-04-13 13:30 | 379 | 354
2018-04-13 14:00 | 387 | 362
2018-04-13 14:30 | 409 | 386
2018-04-13 15:00 | 414 | 391
2018-04-13 15:30 | 417 | 395
2018-04-13 16:00 | 442 | 421
2018-04-13 16:30 | 487 | 469
2018-04-13 17:00 | 502 | 486
2018-04-13 17:30 | 499 | 483
2018-04-13 18:00 | 528 | 514
2018-04-13 18:30 | 555 | 534
2018-04-13 19:00 | 552 | 528
2018-04-13 19:30 | 517 | 489
2018-04-13 20:00 | 500 | 480
2018-04-13 20:30 | 502 | 485
2018-04-13 21:00 | 467 | 448
2018-04-13 21:30 | 471 | 452
2018-04-13 22:00 | 438 | 417
2018-04-13 22:30 | 443 | 423
2018-04-13 23:00 | 440 | 418
2018-04-13 23:30 | 388 | 361
2018-04-14 | 347 | 315
2018-04-14 00:30 | 304 | 265
2018-04-14 01:00 | 297 | 253
2018-04-14 01:30 | 280 | 232
2018-04-14 02:00 | 267 | 217
2018-04-14 02:30 | 264 | 210
2018-04-14 03:00 | 263 | 204
2018-04-14 03:30 | 252 | 191
2018-04-14 04:00 | 239 | 173
2018-04-14 04:30 | 242 | 178
2018-04-14 05:00 | 236 | 168
2018-04-14 05:30 | 245 | 181
2018-04-14 06:00 | 272 | 215
2018-04-14 06:30 | 313 | 266
2018-04-14 07:00 | 322 | 280
2018-04-14 07:30 | 325 | 284
2018-04-14 08:00 | 352 | 316
2018-04-14 08:30 | 389 | 358
2018-04-14 09:00 | 379 | 346
2018-04-14 09:30 | 397 | 369
2018-04-14 10:00 | 397 | 369
2018-04-14 10:30 | 373 | 342
2018-04-14 11:00 | 380 | 350
2018-04-14 11:30 | 375 | 345
2018-04-14 12:00 | 383 | 354
2018-04-14 12:30 | 362 | 331
2018-04-14 13:00 | 386 | 357
2018-04-14 13:30 | 371 | 341
2018-04-14 14:00 | 381 | 351
2018-04-14 14:30 | 347 | 314
2018-04-14 15:00 | 355 | 323
2018-04-14 15:30 | 388 | 360
2018-04-14 16:00 | 408 | 382
2018-04-14 16:30 | 417 | 392
2018-04-14 17:00 | 435 | 411
2018-04-14 17:30 | 418 | 394
2018-04-14 18:00 | 443 | 421
2018-04-14 18:30 | 441 | 419
2018-04-14 19:00 | 417 | 393
2018-04-14 19:30 | 409 | 384
2018-04-14 20:00 | 408 | 383
2018-04-14 20:30 | 402 | 376
2018-04-14 21:00 | 387 | 359
2018-04-14 21:30 | 389 | 361
2018-04-14 22:00 | 354 | 323
2018-04-14 22:30 | 335 | 302
2018-04-14 23:00 | 345 | 314
2018-04-14 23:30 | 343 | 310
2018-04-15 | 315 | 276
2018-04-15 00:30 | 280 | 232
2018-04-15 01:00 | 258 | 204
2018-04-15 01:30 | 229 | 163
2018-04-15 02:00 | 221 | 146
2018-04-15 02:30 | 228 | 158
2018-04-15 03:00 | 226 | 155
2018-04-15 03:30 | 225 | 152
2018-04-15 04:00 | 217 | 140
2018-04-15 04:30 | 208 | 127
2018-04-15 05:00 | 233 | 165
2018-04-15 05:30 | 234 | 165
2018-04-15 06:00 | 232 | 162
2018-04-15 06:30 | 221 | 146
2018-04-15 07:00 | 228 | 157
2018-04-15 07:30 | 248 | 185
2018-04-15 08:00 | 277 | 222
2018-04-15 08:30 | 292 | 239
2018-04-15 09:00 | 291 | 244
2018-04-15 09:30 | 303 | 260
2018-04-15 10:00 | 285 | 239
2018-04-15 10:30 | 272 | 222
2018-04-15 11:00 | 286 | 239
2018-04-15 11:30 | 279 | 233
2018-04-15 12:00 | 262 | 215
2018-04-15 12:30 | 260 | 213
2018-04-15 13:00 | 259 | 211
2018-04-15 13:30 | 264 | 216
2018-04-15 14:00 | 298 | 257
2018-04-15 14:30 | 306 | 267
2018-04-15 15:00 | 354 | 322
2018-04-15 15:30 | 414 | 388
2018-04-15 16:00 | 421 | 397
2018-04-15 16:30 | 440 | 417
2018-04-15 17:00 | 453 | 431
2018-04-15 17:30 | 434 | 411
2018-04-15 18:00 | 448 | 427
2018-04-15 18:30 | 439 | 419
2018-04-15 19:00 | 401 | 377
2018-04-15 19:30 | 386 | 360
2018-04-15 20:00 | 391 | 365
2018-04-15 20:30 | 369 | 340
2018-04-15 21:00 | 378 | 350
2018-04-15 21:30 | 389 | 362
2018-04-15 22:00 | 369 | 339
2018-04-15 22:30 | 363 | 332
2018-04-15 23:00 | 367 | 337
2018-04-15 23:30 | 370 | 339
2018-04-16 | 345 | 309
2018-04-16 00:30 | 301 | 258
2018-04-16 01:00 | 260 | 209
2018-04-16 01:30 | 227 | 164
2018-04-16 02:00 | 206 | 134
2018-04-16 02:30 | 201 | 126
2018-04-16 03:00 | 204 | 132
2018-04-16 03:30 | 207 | 135
2018-04-16 04:00 | 210 | 140
2018-04-16 04:30 | 219 | 152
2018-04-16 05:00 | 232 | 170
2018-04-16 05:30 | 262 | 211
2018-04-16 06:00 | 289 | 244
2018-04-16 06:30 | 361 | 328
2018-04-16 07:00 | 423 | 398
2018-04-16 07:30 | 427 | 404
2018-04-16 08:00 | 436 | 414
2018-04-16 08:30 | 441 | 420
2018-04-16 09:00 | 442 | 422
2018-04-16 09:30 | 445 | 426
2018-04-16 10:00 | 437 | 418
2018-04-16 10:30 | 467 | 449
2018-04-16 11:00 | 464 | 447
2018-04-16 11:30 | 458 | 440
2018-04-16 12:00 | 454 | 437
2018-04-16 12:30 | 453 | 435
2018-04-16 13:00 | 457 | 439
2018-04-16 13:30 | 457 | 439
2018-04-16 14:00 | 466 | 450
2018-04-16 14:30 | 463 | 447
2018-04-16 15:00 | 471 | 455
2018-04-16 15:30 | 458 | 441
2018-04-16 16:00 | 496 | 482
2018-04-16 16:30 | 525 | 513
2018-04-16 17:00 | 540 | 524
2018-04-16 17:30 | 553 | 530
2018-04-16 18:00 | 584 | 563
2018-04-16 18:30 | 575 | 554
2018-04-16 19:00 | 546 | 522
2018-04-16 19:30 | 480 | 450
2018-04-16 20:00 | 454 | 436
2018-04-16 20:30 | 463 | 446
2018-04-16 21:00 | 466 | 448
2018-04-16 21:30 | 452 | 434
2018-04-16 22:00 | 413 | 392
2018-04-16 22:30 | 442 | 421
2018-04-16 23:00 | 453 | 433
2018-04-16 23:30 | 457 | 437
2018-04-17 | 414 | 391
2018-04-17 00:30 | 375 | 348
2018-04-17 01:00 | 382 | 355
2018-04-17 01:30 | 375 | 347
2018-04-17 02:00 | 383 | 355
2018-04-17 02:30 | 401 | 375
2018-04-17 03:00 | 395 | 369
2018-04-17 03:30 | 391 | 364
2018-04-17 04:00 | 370 | 341
2018-04-17 04:30 | 361 | 331
2018-04-17 05:00 | 378 | 350
2018-04-17 05:30 | 392 | 366
2018-04-17 06:00 | 393 | 368
2018-04-17 06:30 | 446 | 425
2018-04-17 07:00 | 485 | 469
2018-04-17 07:30 | 488 | 472
2018-04-17 08:00 | 460 | 443
2018-04-17 08:30 | 441 | 421
2018-04-17 09:00 | 429 | 409
2018-04-17 09:30 | 396 | 374
2018-04-17 10:00 | 383 | 360
2018-04-17 10:30 | 390 | 368
2018-04-17 11:00 | 368 | 344
2018-04-17 11:30 | 361 | 337
2018-04-17 12:00 | 388 | 365
2018-04-17 12:30 | 389 | 366
2018-04-17 13:00 | 402 | 381
2018-04-17 13:30 | 443 | 426
2018-04-17 14:00 | 522 | 509
2018-04-17 14:30 | 547 | 526
2018-04-17 15:00 | 545 | 522
2018-04-17 15:30 | 548 | 525
2018-04-17 16:00 | 541 | 517
2018-04-17 16:30 | 515 | 489
2018-04-17 17:00 | 509 | 483
2018-04-17 17:30 | 512 | 486
2018-04-17 18:00 | 538 | 515
2018-04-17 18:30 | 532 | 509
2018-04-17 19:00 | 502 | 475
2018-04-17 19:30 | 468 | 445
2018-04-17 20:00 | 463 | 445
2018-04-17 20:30 | 478 | 460
2018-04-17 21:00 | 474 | 456
2018-04-17 21:30 | 458 | 439
2018-04-17 22:00 | 421 | 399
2018-04-17 22:30 | 443 | 423
2018-04-17 23:00 | 439 | 418
2018-04-17 23:30 | 421 | 399
2018-04-18 | 402 | 377
2018-04-18 00:30 | 387 | 361
2018-04-18 01:00 | 342 | 309
2018-04-18 01:30 | 327 | 292
2018-04-18 02:00 | 326 | 290
2018-04-18 02:30 | 313 | 276
2018-04-18 03:00 | 300 | 260
2018-04-18 03:30 | 300 | 260
2018-04-18 04:00 | 296 | 256
2018-04-18 04:30 | 312 | 271
2018-04-18 05:00 | 338 | 301
2018-04-18 05:30 | 367 | 334
2018-04-18 06:00 | 348 | 313
2018-04-18 06:30 | 366 | 334
2018-04-18 07:00 | 420 | 394
2018-04-18 07:30 | 436 | 411
2018-04-18 08:00 | 446 | 423
2018-04-18 08:30 | 435 | 410
2018-04-18 09:00 | 439 | 417
2018-04-18 09:30 | 485 | 469
2018-04-18 10:00 | 470 | 454
2018-04-18 10:30 | 463 | 445
2018-04-18 11:00 | 476 | 460
2018-04-18 11:30 | 474 | 459
2018-04-18 12:00 | 483 | 467
2018-04-18 12:30 | 471 | 455
2018-04-18 13:00 | 451 | 433
2018-04-18 13:30 | 435 | 416
2018-04-18 14:00 | 403 | 382
2018-04-18 14:30 | 389 | 368
2018-04-18 15:00 | 380 | 358
2018-04-18 15:30 | 410 | 389
2018-04-18 16:00 | 437 | 418
2018-04-18 16:30 | 426 | 407
2018-04-18 17:00 | 471 | 455
2018-04-18 17:30 | 510 | 497
2018-04-18 18:00 | 558 | 547
2018-04-18 18:30 | 535 | 523
2018-04-18 19:00 | 506 | 491
2018-04-18 19:30 | 502 | 487
2018-04-18 20:00 | 505 | 491
2018-04-18 20:30 | 510 | 496
2018-04-18 21:00 | 529 | 516
2018-04-18 21:30 | 528 | 515
2018-04-18 22:00 | 522 | 508
2018-04-18 22:30 | 527 | 513
2018-04-18 23:00 | 548 | 534
2018-04-18 23:30 | 538 | 523
2018-04-19 | 523 | 508
2018-04-19 00:30 | 503 | 486
2018-04-19 01:00 | 473 | 455
2018-04-19 01:30 | 478 | 459
2018-04-19 02:00 | 466 | 447
2018-04-19 02:30 | 476 | 457
2018-04-19 03:00 | 486 | 467
2018-04-19 03:30 | 468 | 448
2018-04-19 04:00 | 455 | 434
2018-04-19 04:30 | 452 | 431
2018-04-19 05:00 | 457 | 436
2018-04-19 05:30 | 471 | 451
2018-04-19 06:00 | 497 | 479
2018-04-19 06:30 | 497 | 480
2018-04-19 07:00 | 519 | 503
2018-04-19 07:30 | 520 | 505
2018-04-19 08:00 | 505 | 488
2018-04-19 08:30 | 499 | 483
2018-04-19 09:00 | 472 | 454
2018-04-19 09:30 | 465 | 446
2018-04-19 10:00 | 482 | 464
2018-04-19 10:30 | 500 | 483
2018-04-19 11:00 | 490 | 473
2018-04-19 11:30 | 470 | 452
2018-04-19 12:00 | 465 | 446
2018-04-19 12:30 | 482 | 464
2018-04-19 13:00 | 511 | 496
2018-04-19 13:30 | 519 | 505
2018-04-19 14:00 | 531 | 518
2018-04-19 14:30 | 558 | 543
2018-04-19 15:00 | 583 | 562
2018-04-19 15:30 | 612 | 593
2018-04-19 16:00 | 616 | 597
2018-04-19 16:30 | 621 | 603
2018-04-19 17:00 | 638 | 622
2018-04-19 17:30 | 623 | 605
2018-04-19 18:00 | 621 | 603
2018-04-19 18:30 | 617 | 599
2018-04-19 19:00 | 561 | 538
2018-04-19 19:30 | 485 | 459
2018-04-19 20:00 | 504 | 489
2018-04-19 20:30 | 544 | 531
2018-04-19 21:00 | 558 | 545
2018-04-19 21:30 | 557 | 545
2018-04-19 22:00 | 556 | 545
2018-04-19 22:30 | 566 | 554
2018-04-19 23:00 | 526 | 511
2018-04-19 23:30 | 458 | 438
2018-04-20 | 411 | 387
2018-04-20 00:30 | 413 | 389
2018-04-20 01:00 | 461 | 440
2018-04-20 01:30 | 462 | 441
2018-04-20 02:00 | 442 | 420
2018-04-20 02:30 | 444 | 421
2018-04-20 03:00 | 467 | 447
2018-04-20 03:30 | 445 | 422
2018-04-20 04:00 | 426 | 403
2018-04-20 04:30 | 420 | 396
2018-04-20 05:00 | 431 | 408
2018-04-20 05:30 | 442 | 419
2018-04-20 06:00 | 464 | 444
2018-04-20 06:30 | 445 | 425
2018-04-20 07:00 | 480 | 463
2018-04-20 07:30 | 462 | 444
2018-04-20 08:00 | 492 | 476
2018-04-20 08:30 | 498 | 481
2018-04-20 09:00 | 486 | 469
2018-04-20 09:30 | 483 | 466
2018-04-20 10:00 | 490 | 474
2018-04-20 10:30 | 494 | 478
2018-04-20 11:00 | 488 | 472
2018-04-20 11:30 | 493 | 477
2018-04-20 12:00 | 504 | 489
2018-04-20 12:30 | 512 | 498
2018-04-20 13:00 | 509 | 495
2018-04-20 13:30 | 498 | 483
2018-04-20 14:00 | 497 | 482
2018-04-20 14:30 | 505 | 491
2018-04-20 15:00 | 527 | 513
2018-04-20 15:30 | 530 | 516
2018-04-20 16:00 | 545 | 533
2018-04-20 16:30 | 540 | 528
2018-04-20 17:00 | 569 | 558
2018-04-20 17:30 | 559 | 548
2018-04-20 18:00 | 551 | 539
2018-04-20 18:30 | 531 | 519
2018-04-20 19:00 | 489 | 473
2018-04-20 19:30 | 470 | 453
2018-04-20 20:00 | 480 | 464
2018-04-20 20:30 | 493 | 477
2018-04-20 21:00 | 501 | 485
2018-04-20 21:30 | 530 | 516
2018-04-20 22:00 | 484 | 467
2018-04-20 22:30 | 481 | 463
2018-04-20 23:00 | 468 | 448
2018-04-20 23:30 | 459 | 439
2018-04-21 | 454 | 433
2018-04-21 00:30 | 396 | 370
2018-04-21 01:00 | 388 | 361
2018-04-21 01:30 | 372 | 342
2018-04-21 02:00 | 371 | 338
2018-04-21 02:30 | 401 | 371
2018-04-21 03:00 | 418 | 390
2018-04-21 03:30 | 415 | 387
2018-04-21 04:00 | 418 | 390
2018-04-21 04:30 | 416 | 388
2018-04-21 05:00 | 418 | 390
2018-04-21 05:30 | 411 | 382
2018-04-21 06:00 | 425 | 398
2018-04-21 06:30 | 436 | 410
2018-04-21 07:00 | 459 | 435
2018-04-21 07:30 | 476 | 455
2018-04-21 08:00 | 470 | 448
2018-04-21 08:30 | 469 | 447
2018-04-21 09:00 | 461 | 440
2018-04-21 09:30 | 479 | 459
2018-04-21 10:00 | 466 | 444
2018-04-21 10:30 | 475 | 454
2018-04-21 11:00 | 471 | 449
2018-04-21 11:30 | 458 | 436
2018-04-21 12:00 | 451 | 429
2018-04-21 12:30 | 443 | 420
2018-04-21 13:00 | 443 | 420
2018-04-21 13:30 | 458 | 436
2018-04-21 14:00 | 491 | 471
2018-04-21 14:30 | 506 | 488
2018-04-21 15:00 | 495 | 476
2018-04-21 15:30 | 515 | 497
2018-04-21 16:00 | 502 | 484
2018-04-21 16:30 | 485 | 465
2018-04-21 17:00 | 496 | 477
2018-04-21 17:30 | 484 | 465
2018-04-21 18:00 | 498 | 480
2018-04-21 18:30 | 480 | 461
2018-04-21 19:00 | 471 | 451
2018-04-21 19:30 | 464 | 444
2018-04-21 20:00 | 471 | 451
2018-04-21 20:30 | 480 | 460
2018-04-21 21:00 | 487 | 468
2018-04-21 21:30 | 488 | 468
2018-04-21 22:00 | 481 | 461
2018-04-21 22:30 | 482 | 462
2018-04-21 23:00 | 483 | 463
2018-04-21 23:30 | 477 | 456
2018-04-22 | 445 | 421
2018-04-22 00:30 | 426 | 400
2018-04-22 01:00 | 425 | 398
2018-04-22 01:30 | 425 | 398
2018-04-22 02:00 | 396 | 366
2018-04-22 02:30 | 382 | 350
2018-04-22 03:00 | 400 | 368
2018-04-22 03:30 | 406 | 375
2018-04-22 04:00 | 418 | 388
2018-04-22 04:30 | 405 | 374
2018-04-22 05:00 | 405 | 373
2018-04-22 05:30 | 394 | 361
2018-04-22 06:00 | 417 | 387
2018-04-22 06:30 | 443 | 416
2018-04-22 07:00 | 470 | 446
2018-04-22 07:30 | 459 | 435
2018-04-22 08:00 | 460 | 437
2018-04-22 08:30 | 467 | 445
2018-04-22 09:00 | 463 | 441
2018-04-22 09:30 | 469 | 449
2018-04-22 10:00 | 465 | 445
2018-04-22 10:30 | 478 | 459
2018-04-22 11:00 | 461 | 441
2018-04-22 11:30 | 452 | 431
2018-04-22 12:00 | 467 | 447
2018-04-22 12:30 | 470 | 450
2018-04-22 13:00 | 471 | 452
2018-04-22 13:30 | 478 | 459
2018-04-22 14:00 | 464 | 444
2018-04-22 14:30 | 475 | 456
2018-04-22 15:00 | 494 | 476
2018-04-22 15:30 | 502 | 485
2018-04-22 16:00 | 539 | 524
2018-04-22 16:30 | 545 | 530
2018-04-22 17:00 | 537 | 523
2018-04-22 17:30 | 523 | 508
2018-04-22 18:00 | 534 | 520
2018-04-22 18:30 | 523 | 509
2018-04-22 19:00 | 495 | 478
2018-04-22 19:30 | 474 | 457
2018-04-22 20:00 | 485 | 469
2018-04-22 20:30 | 493 | 477
2018-04-22 21:00 | 486 | 470
2018-04-22 21:30 | 499 | 482
2018-04-22 22:00 | 493 | 475
2018-04-22 22:30 | 490 | 471
2018-04-22 23:00 | 496 | 477
2018-04-22 23:30 | 494 | 475
2018-04-23 | 469 | 448
2018-04-23 00:30 | 457 | 435
2018-04-23 01:00 | 448 | 425
2018-04-23 01:30 | 437 | 413
2018-04-23 02:00 | 419 | 390
2018-04-23 02:30 | 406 | 375
2018-04-23 03:00 | 412 | 382
2018-04-23 03:30 | 415 | 385
2018-04-23 04:00 | 418 | 389
2018-04-23 04:30 | 411 | 381
2018-04-23 05:00 | 406 | 376
2018-04-23 05:30 | 455 | 429
2018-04-23 06:00 | 482 | 464
2018-04-23 06:30 | 519 | 503
2018-04-23 07:00 | 535 | 521
2018-04-23 07:30 | 519 | 504
2018-04-23 08:00 | 523 | 508
2018-04-23 08:30 | 512 | 497
2018-04-23 09:00 | 504 | 488
2018-04-23 09:30 | 502 | 487
2018-04-23 10:00 | 495 | 479
2018-04-23 10:30 | 483 | 466
2018-04-23 11:00 | 483 | 466
2018-04-23 11:30 | 487 | 471
2018-04-23 12:00 | 491 | 475
2018-04-23 12:30 | 494 | 478
2018-04-23 13:00 | 495 | 479
2018-04-23 13:30 | 498 | 482
2018-04-23 14:00 | 516 | 502
2018-04-23 14:30 | 509 | 494
2018-04-23 15:00 | 512 | 497
2018-04-23 15:30 | 521 | 507
2018-04-23 16:00 | 510 | 495
2018-04-23 16:30 | 519 | 505
2018-04-23 17:00 | 516 | 501
2018-04-23 17:30 | 508 | 494
2018-04-23 18:00 | 519 | 506
2018-04-23 18:30 | 529 | 517
2018-04-23 19:00 | 484 | 470
2018-04-23 19:30 | 475 | 460
2018-04-23 20:00 | 480 | 465
2018-04-23 20:30 | 495 | 479
2018-04-23 21:00 | 495 | 480
2018-04-23 21:30 | 496 | 480
2018-04-23 22:00 | 473 | 454
2018-04-23 22:30 | 500 | 482
2018-04-23 23:00 | 497 | 479
2018-04-23 23:30 | 500 | 482
2018-04-24 | 492 | 473
2018-04-24 00:30 | 463 | 441
2018-04-24 01:00 | 437 | 407
2018-04-24 01:30 | 433 | 402
2018-04-24 02:00 | 422 | 391
2018-04-24 02:30 | 428 | 398
2018-04-24 03:00 | 423 | 392
2018-04-24 03:30 | 412 | 379
2018-04-24 04:00 | 419 | 388
2018-04-24 04:30 | 421 | 392
2018-04-24 05:00 | 439 | 412
2018-04-24 05:30 | 446 | 421
2018-04-24 06:00 | 441 | 416
2018-04-24 06:30 | 495 | 476
2018-04-24 07:00 | 525 | 509
2018-04-24 07:30 | 516 | 499
2018-04-24 08:00 | 507 | 488
2018-04-24 08:30 | 515 | 498
2018-04-24 09:00 | 494 | 475
2018-04-24 09:30 | 498 | 480
2018-04-24 10:00 | 493 | 475
2018-04-24 10:30 | 493 | 475
2018-04-24 11:00 | 484 | 465
2018-04-24 11:30 | 501 | 485
2018-04-24 12:00 | 476 | 461
2018-04-24 12:30 | 469 | 453
2018-04-24 13:00 | 484 | 469
2018-04-24 13:30 | 522 | 509
2018-04-24 14:00 | 535 | 522
2018-04-24 14:30 | 523 | 510
2018-04-24 15:00 | 537 | 525
2018-04-24 15:30 | 554 | 543
2018-04-24 16:00 | 554 | 543
2018-04-24 16:30 | 581 | 572
2018-04-24 17:00 | 545 | 534
2018-04-24 17:30 | 539 | 527
2018-04-24 18:00 | 560 | 550
2018-04-24 18:30 | 547 | 535
2018-04-24 19:00 | 524 | 511
2018-04-24 19:30 | 485 | 470
2018-04-24 20:00 | 491 | 476
2018-04-24 20:30 | 488 | 473
2018-04-24 21:00 | 480 | 464
2018-04-24 21:30 | 490 | 473
2018-04-24 22:00 | 492 | 476
2018-04-24 22:30 | 496 | 479
2018-04-24 23:00 | 507 | 491
2018-04-24 23:30 | 498 | 482
2018-04-25 | 509 | 493
2018-04-25 00:30 | 473 | 453
2018-04-25 01:00 | 473 | 453
2018-04-25 01:30 | 450 | 427
2018-04-25 02:00 | 446 | 423
2018-04-25 02:30 | 436 | 411
2018-04-25 03:00 | 424 | 399
2018-04-25 03:30 | 432 | 408
2018-04-25 04:00 | 457 | 435
2018-04-25 04:30 | 459 | 437
2018-04-25 05:00 | 465 | 444
2018-04-25 05:30 | 476 | 456
2018-04-25 06:00 | 488 | 468
2018-04-25 06:30 | 484 | 464
2018-04-25 07:00 | 499 | 480
2018-04-25 07:30 | 497 | 478
2018-04-25 08:00 | 501 | 482
2018-04-25 08:30 | 504 | 485
2018-04-25 09:00 | 498 | 479
2018-04-25 09:30 | 508 | 490
2018-04-25 10:00 | 529 | 512
2018-04-25 10:30 | 539 | 524
2018-04-25 11:00 | 496 | 478
2018-04-25 11:30 | 480 | 460
2018-04-25 12:00 | 471 | 450
2018-04-25 12:30 | 475 | 456
2018-04-25 13:00 | 453 | 431
2018-04-25 13:30 | 464 | 443
2018-04-25 14:00 | 456 | 435
2018-04-25 14:30 | 453 | 431
2018-04-25 15:00 | 473 | 453
2018-04-25 15:30 | 482 | 463
2018-04-25 16:00 | 470 | 450
2018-04-25 16:30 | 482 | 464
2018-04-25 17:00 | 502 | 485
2018-04-25 17:30 | 530 | 515
2018-04-25 18:00 | 556 | 543
2018-04-25 18:30 | 540 | 528
2018-04-25 19:00 | 528 | 516
2018-04-25 19:30 | 496 | 482
2018-04-25 20:00 | 503 | 489
2018-04-25 20:30 | 513 | 500
2018-04-25 21:00 | 509 | 496
2018-04-25 21:30 | 499 | 484
2018-04-25 22:00 | 495 | 480
2018-04-25 22:30 | 496 | 480
2018-04-25 23:00 | 503 | 487
2018-04-25 23:30 | 495 | 479
2018-04-26 | 490 | 472
2018-04-26 00:30 | 460 | 440
2018-04-26 01:00 | 482 | 463
2018-04-26 01:30 | 476 | 456
2018-04-26 02:00 | 467 | 446
2018-04-26 02:30 | 468 | 446
2018-04-26 03:00 | 452 | 429
2018-04-26 03:30 | 444 | 420
2018-04-26 04:00 | 449 | 425
2018-04-26 04:30 | 462 | 439
2018-04-26 05:00 | 447 | 423
2018-04-26 05:30 | 467 | 445
2018-04-26 06:00 | 489 | 470
2018-04-26 06:30 | 517 | 501
2018-04-26 07:00 | 572 | 559
2018-04-26 07:30 | 562 | 549
2018-04-26 08:00 | 557 | 544
2018-04-26 08:30 | 622 | 614
2018-04-26 09:00 | 572 | 560
2018-04-26 09:30 | 581 | 569
2018-04-26 10:00 | 554 | 541
2018-04-26 10:30 | 537 | 524
2018-04-26 11:00 | 539 | 527
2018-04-26 11:30 | 568 | 557
2018-04-26 12:00 | 593 | 582
2018-04-26 12:30 | 600 | 590
2018-04-26 13:00 | 604 | 593
2018-04-26 13:30 | 603 | 585
2018-04-26 14:00 | 597 | 575
2018-04-26 14:30 | 599 | 578
2018-04-26 15:00 | 597 | 575
2018-04-26 15:30 | 600 | 579
2018-04-26 16:00 | 628 | 609
2018-04-26 16:30 | 635 | 616
2018-04-26 17:00 | 648 | 631
2018-04-26 17:30 | 668 | 652
2018-04-26 18:00 | 680 | 661
2018-04-26 18:30 | 648 | 627
2018-04-26 19:00 | 628 | 606
2018-04-26 19:30 | 595 | 570
2018-04-26 20:00 | 606 | 582
2018-04-26 20:30 | 621 | 601
2018-04-26 21:00 | 590 | 576
2018-04-26 21:30 | 585 | 570
2018-04-26 22:00 | 583 | 568
2018-04-26 22:30 | 593 | 578
2018-04-26 23:00 | 575 | 559
2018-04-26 23:30 | 581 | 565
2018-04-27 | 566 | 549
2018-04-27 00:30 | 518 | 497
2018-04-27 01:00 | 484 | 463
2018-04-27 01:30 | 475 | 454
2018-04-27 02:00 | 473 | 452
2018-04-27 02:30 | 458 | 435
2018-04-27 03:00 | 451 | 428
2018-04-27 03:30 | 473 | 452
2018-04-27 04:00 | 489 | 469
2018-04-27 04:30 | 468 | 447
2018-04-27 05:00 | 458 | 436
2018-04-27 05:30 | 495 | 476
2018-04-27 06:00 | 542 | 528
2018-04-27 06:30 | 561 | 549
2018-04-27 07:00 | 589 | 578
2018-04-27 07:30 | 593 | 583
2018-04-27 08:00 | 594 | 584
2018-04-27 08:30 | 597 | 587
2018-04-27 09:00 | 608 | 598
2018-04-27 09:30 | 617 | 598
2018-04-27 10:00 | 624 | 606
2018-04-27 10:30 | 597 | 577
2018-04-27 11:00 | 591 | 571
2018-04-27 11:30 | 578 | 556
2018-04-27 12:00 | 585 | 564
2018-04-27 12:30 | 580 | 559
2018-04-27 13:00 | 584 | 563
2018-04-27 13:30 | 586 | 565
2018-04-27 14:00 | 581 | 559
2018-04-27 14:30 | 583 | 562
2018-04-27 15:00 | 582 | 561
2018-04-27 15:30 | 577 | 555
2018-04-27 16:00 | 608 | 588
2018-04-27 16:30 | 627 | 609
2018-04-27 17:00 | 629 | 611
2018-04-27 17:30 | 621 | 602
2018-04-27 18:00 | 642 | 625
2018-04-27 18:30 | 630 | 612
2018-04-27 19:00 | 592 | 571
2018-04-27 19:30 | 551 | 538
2018-04-27 20:00 | 563 | 551
2018-04-27 20:30 | 564 | 552
2018-04-27 21:00 | 551 | 538
2018-04-27 21:30 | 525 | 510
2018-04-27 22:00 | 527 | 513
2018-04-27 22:30 | 546 | 532
2018-04-27 23:00 | 528 | 513
2018-04-27 23:30 | 528 | 513
2018-04-28 | 513 | 497
2018-04-28 00:30 | 517 | 501
2018-04-28 01:00 | 513 | 495
2018-04-28 01:30 | 461 | 440
2018-04-28 02:00 | 443 | 420
2018-04-28 02:30 | 421 | 396
2018-04-28 03:00 | 409 | 382
2018-04-28 03:30 | 405 | 375
2018-04-28 04:00 | 406 | 377
2018-04-28 04:30 | 399 | 369
2018-04-28 05:00 | 388 | 357
2018-04-28 05:30 | 431 | 404
2018-04-28 06:00 | 461 | 437
2018-04-28 06:30 | 479 | 457
2018-04-28 07:00 | 500 | 480
2018-04-28 07:30 | 517 | 498
2018-04-28 08:00 | 557 | 535
2018-04-28 08:30 | 527 | 497
2018-04-28 09:00 | 519 | 489
2018-04-28 09:30 | 544 | 516
2018-04-28 10:00 | 541 | 515
2018-04-28 10:30 | 508 | 479
2018-04-28 11:00 | 514 | 485
2018-04-28 11:30 | 513 | 485
2018-04-28 12:00 | 519 | 490
2018-04-28 12:30 | 520 | 492
2018-04-28 13:00 | 514 | 485
2018-04-28 13:30 | 505 | 474
2018-04-28 14:00 | 505 | 474
2018-04-28 14:30 | 505 | 474
2018-04-28 15:00 | 505 | 475
2018-04-28 15:30 | 519 | 490
2018-04-28 16:00 | 517 | 487
2018-04-28 16:30 | 523 | 495
2018-04-28 17:00 | 547 | 522
2018-04-28 17:30 | 582 | 561
2018-04-28 18:00 | 584 | 563
2018-04-28 18:30 | 538 | 513
2018-04-28 19:00 | 511 | 483
2018-04-28 19:30 | 477 | 451
2018-04-28 20:00 | 478 | 460
2018-04-28 20:30 | 479 | 461
2018-04-28 21:00 | 465 | 446
2018-04-28 21:30 | 452 | 432
2018-04-28 22:00 | 438 | 417
2018-04-28 22:30 | 432 | 410
2018-04-28 23:00 | 456 | 436
2018-04-28 23:30 | 459 | 439
2018-04-29 | 452 | 432
2018-04-29 00:30 | 423 | 400
2018-04-29 01:00 | 415 | 391
2018-04-29 01:30 | 403 | 378
2018-04-29 02:00 | 407 | 378
2018-04-29 02:30 | 421 | 390
2018-04-29 03:00 | 414 | 382
2018-04-29 03:30 | 406 | 372
2018-04-29 04:00 | 401 | 367
2018-04-29 04:30 | 380 | 344
2018-04-29 05:00 | 366 | 327
2018-04-29 05:30 | 396 | 361
2018-04-29 06:00 | 404 | 370
2018-04-29 06:30 | 406 | 373
2018-04-29 07:00 | 416 | 384
2018-04-29 07:30 | 416 | 384
2018-04-29 08:00 | 431 | 400
2018-04-29 08:30 | 494 | 471
2018-04-29 09:00 | 505 | 484
2018-04-29 09:30 | 502 | 482
2018-04-29 10:00 | 493 | 473
2018-04-29 10:30 | 479 | 458
2018-04-29 11:00 | 497 | 477
2018-04-29 11:30 | 457 | 435
2018-04-29 12:00 | 470 | 448
2018-04-29 12:30 | 481 | 460
2018-04-29 13:00 | 489 | 469
2018-04-29 13:30 | 492 | 471
2018-04-29 14:00 | 503 | 483
2018-04-29 14:30 | 484 | 463
2018-04-29 15:00 | 483 | 462
2018-04-29 15:30 | 479 | 458
2018-04-29 16:00 | 491 | 471
2018-04-29 16:30 | 503 | 484
2018-04-29 17:00 | 539 | 523
2018-04-29 17:30 | 532 | 517
2018-04-29 18:00 | 532 | 518
2018-04-29 18:30 | 511 | 495
2018-04-29 19:00 | 497 | 480
2018-04-29 19:30 | 476 | 458
2018-04-29 20:00 | 462 | 443
2018-04-29 20:30 | 466 | 447
2018-04-29 21:00 | 434 | 413
2018-04-29 21:30 | 407 | 383
2018-04-29 22:00 | 340 | 310
2018-04-29 22:30 | 276 | 232
2018-04-29 23:00 | 277 | 230
2018-04-29 23:30 | 339 | 302
2018-04-30 | 374 | 342
2018-04-30 00:30 | 366 | 332
2018-04-30 01:00 | 356 | 318
2018-04-30 01:30 | 336 | 295
2018-04-30 02:00 | 339 | 297
2018-04-30 02:30 | 329 | 283
2018-04-30 03:00 | 324 | 277
2018-04-30 03:30 | 329 | 283
2018-04-30 04:00 | 328 | 282
2018-04-30 04:30 | 343 | 300
2018-04-30 05:00 | 367 | 328
2018-04-30 05:30 | 384 | 349
2018-04-30 06:00 | 408 | 379
2018-04-30 06:30 | 438 | 415
2018-04-30 07:00 | 475 | 456
2018-04-30 07:30 | 467 | 448
2018-04-30 08:00 | 461 | 442
2018-04-30 08:30 | 468 | 450
2018-04-30 09:00 | 474 | 456
2018-04-30 09:30 | 467 | 450
2018-04-30 10:00 | 447 | 429
2018-04-30 10:30 | 384 | 362
2018-04-30 11:00 | 367 | 343
2018-04-30 11:30 | 360 | 336
2018-04-30 12:00 | 360 | 335
2018-04-30 12:30 | 368 | 344
2018-04-30 13:00 | 370 | 347
2018-04-30 13:30 | 375 | 353
2018-04-30 14:00 | 401 | 381
2018-04-30 14:30 | 406 | 386
2018-04-30 15:00 | 378 | 356
2018-04-30 15:30 | 393 | 372
2018-04-30 16:00 | 397 | 376
2018-04-30 16:30 | 426 | 408
2018-04-30 17:00 | 437 | 420
2018-04-30 17:30 | 429 | 411
2018-04-30 18:00 | 431 | 413
2018-04-30 18:30 | 400 | 381
2018-04-30 19:00 | 410 | 391
2018-04-30 19:30 | 404 | 384
2018-04-30 20:00 | 433 | 415
2018-04-30 20:30 | 461 | 444
2018-04-30 21:00 | 410 | 389
2018-04-30 21:30 | 414 | 393
2018-04-30 22:00 | 416 | 395
2018-04-30 22:30 | 429 | 408
2018-04-30 23:00 | 400 | 377
2018-04-30 23:30 | 411 | 388
2018-05-01 | 393 | 366
2018-05-01 00:30 | 405 | 378
2018-05-01 01:00 | 404 | 378
2018-05-01 01:30 | 386 | 358
2018-05-01 02:00 | 399 | 370
2018-05-01 02:30 | 401 | 370
2018-05-01 03:00 | 384 | 351
2018-05-01 03:30 | 365 | 330
2018-05-01 04:00 | 348 | 311
2018-05-01 04:30 | 344 | 306
2018-05-01 05:00 | 363 | 328
2018-05-01 05:30 | 378 | 346
2018-05-01 06:00 | 397 | 367
2018-05-01 06:30 | 432 | 407
2018-05-01 07:00 | 485 | 466
2018-05-01 07:30 | 482 | 463
2018-05-01 08:00 | 474 | 457
2018-05-01 08:30 | 468 | 450
2018-05-01 09:00 | 435 | 415
2018-05-01 09:30 | 447 | 427
2018-05-01 10:00 | 439 | 420
2018-05-01 10:30 | 434 | 414
2018-05-01 11:00 | 440 | 421
2018-05-01 11:30 | 422 | 402
2018-05-01 12:00 | 451 | 433
2018-05-01 12:30 | 465 | 447
2018-05-01 13:00 | 507 | 495
2018-05-01 13:30 | 515 | 503
2018-05-01 14:00 | 450 | 431
2018-05-01 14:30 | 405 | 382
2018-05-01 15:00 | 367 | 341
2018-05-01 15:30 | 375 | 350
2018-05-01 16:00 | 417 | 396
2018-05-01 16:30 | 430 | 410
2018-05-01 17:00 | 421 | 400
2018-05-01 17:30 | 443 | 425
2018-05-01 18:00 | 436 | 419
2018-05-01 18:30 | 420 | 403
2018-05-01 19:00 | 413 | 395
2018-05-01 19:30 | 393 | 371
2018-05-01 20:00 | 388 | 363
2018-05-01 20:30 | 393 | 369
2018-05-01 21:00 | 402 | 378
2018-05-01 21:30 | 393 | 368
2018-05-01 22:00 | 350 | 322
2018-05-01 22:30 | 362 | 333
2018-05-01 23:00 | 373 | 342
2018-05-01 23:30 | 378 | 348
2018-05-02 | 387 | 358
2018-05-02 00:30 | 353 | 319
2018-05-02 01:00 | 324 | 283
2018-05-02 01:30 | 289 | 239
2018-05-02 02:00 | 274 | 219
2018-05-02 02:30 | 261 | 201
2018-05-02 03:00 | 268 | 211
2018-05-02 03:30 | 268 | 211
2018-05-02 04:00 | 276 | 221
2018-05-02 04:30 | 271 | 214
2018-05-02 05:00 | 282 | 229
2018-05-02 05:30 | 282 | 230
2018-05-02 06:00 | 319 | 278
2018-05-02 06:30 | 383 | 353
2018-05-02 07:00 | 433 | 409
2018-05-02 07:30 | 446 | 424
2018-05-02 08:00 | 428 | 404
2018-05-02 08:30 | 411 | 386
2018-05-02 09:00 | 377 | 349
2018-05-02 09:30 | 353 | 322
2018-05-02 10:00 | 333 | 298
2018-05-02 10:30 | 345 | 312
2018-05-02 11:00 | 357 | 326
2018-05-02 11:30 | 348 | 315
2018-05-02 12:00 | 342 | 309
2018-05-02 12:30 | 332 | 297
2018-05-02 13:00 | 334 | 300
2018-05-02 13:30 | 336 | 302
2018-05-02 14:00 | 321 | 285
2018-05-02 14:30 | 329 | 294
2018-05-02 15:00 | 334 | 299
2018-05-02 15:30 | 357 | 326
2018-05-02 16:00 | 406 | 380
2018-05-02 16:30 | 437 | 414
2018-05-02 17:00 | 451 | 430
2018-05-02 17:30 | 457 | 437
2018-05-02 18:00 | 497 | 481
2018-05-02 18:30 | 483 | 467
2018-05-02 19:00 | 466 | 448
2018-05-02 19:30 | 421 | 400
2018-05-02 20:00 | 420 | 399
2018-05-02 20:30 | 409 | 386
2018-05-02 21:00 | 371 | 346
2018-05-02 21:30 | 354 | 327
2018-05-02 22:00 | 355 | 326
2018-05-02 22:30 | 359 | 327
2018-05-02 23:00 | 372 | 342
2018-05-02 23:30 | 364 | 333
2018-05-03 | 300 | 259
2018-05-03 00:30 | 254 | 204
2018-05-03 01:00 | 251 | 198
2018-05-03 01:30 | 232 | 164
2018-05-03 02:00 | 236 | 165
2018-05-03 02:30 | 228 | 157
2018-05-03 03:00 | 228 | 156
2018-05-03 03:30 | 229 | 157
2018-05-03 04:00 | 224 | 150
2018-05-03 04:30 | 236 | 167
2018-05-03 05:00 | 245 | 180
2018-05-03 05:30 | 272 | 216
2018-05-03 06:00 | 307 | 263
2018-05-03 06:30 | 343 | 308
2018-05-03 07:00 | 409 | 384
2018-05-03 07:30 | 432 | 410
2018-05-03 08:00 | 417 | 394
2018-05-03 08:30 | 399 | 373
2018-05-03 09:00 | 363 | 335
2018-05-03 09:30 | 349 | 321
2018-05-03 10:00 | 346 | 320
2018-05-03 10:30 | 376 | 352
2018-05-03 11:00 | 372 | 347
2018-05-03 11:30 | 366 | 341
2018-05-03 12:00 | 381 | 358
2018-05-03 12:30 | 398 | 375
2018-05-03 13:00 | 396 | 373
2018-05-03 13:30 | 401 | 379
2018-05-03 14:00 | 429 | 410
2018-05-03 14:30 | 426 | 406
2018-05-03 15:00 | 438 | 419
2018-05-03 15:30 | 453 | 435
2018-05-03 16:00 | 467 | 450
2018-05-03 16:30 | 478 | 462
2018-05-03 17:00 | 464 | 447
2018-05-03 17:30 | 481 | 465
2018-05-03 18:00 | 518 | 505
2018-05-03 18:30 | 510 | 496
2018-05-03 19:00 | 494 | 479
2018-05-03 19:30 | 470 | 454
2018-05-03 20:00 | 473 | 456
2018-05-03 20:30 | 467 | 449
2018-05-03 21:00 | 417 | 396
2018-05-03 21:30 | 392 | 368
2018-05-03 22:00 | 353 | 321
2018-05-03 22:30 | 334 | 298
2018-05-03 23:00 | 313 | 275
2018-05-03 23:30 | 332 | 295
2018-05-04 | 316 | 277
2018-05-04 00:30 | 303 | 257
2018-05-04 01:00 | 295 | 249
2018-05-04 01:30 | 261 | 206
2018-05-04 02:00 | 248 | 185
2018-05-04 02:30 | 236 | 168
2018-05-04 03:00 | 252 | 190
2018-05-04 03:30 | 251 | 189
2018-05-04 04:00 | 233 | 165
2018-05-04 04:30 | 230 | 160
2018-05-04 05:00 | 220 | 145
2018-05-04 05:30 | 235 | 167
2018-05-04 06:00 | 260 | 206
2018-05-04 06:30 | 313 | 273
2018-05-04 07:00 | 347 | 313
2018-05-04 07:30 | 374 | 345
2018-05-04 08:00 | 379 | 351
2018-05-04 08:30 | 390 | 363
2018-05-04 09:00 | 380 | 352
2018-05-04 09:30 | 375 | 347
2018-05-04 10:00 | 365 | 336
2018-05-04 10:30 | 358 | 328
2018-05-04 11:00 | 374 | 345
2018-05-04 11:30 | 365 | 335
2018-05-04 12:00 | 360 | 330
2018-05-04 12:30 | 353 | 323
2018-05-04 13:00 | 346 | 315
2018-05-04 13:30 | 310 | 276
2018-05-04 14:00 | 302 | 266
2018-05-04 14:30 | 306 | 271
2018-05-04 15:00 | 316 | 283
2018-05-04 15:30 | 343 | 312
2018-05-04 16:00 | 368 | 340
2018-05-04 16:30 | 396 | 370
2018-05-04 17:00 | 399 | 374
2018-05-04 17:30 | 415 | 391
2018-05-04 18:00 | 450 | 429
2018-05-04 18:30 | 441 | 420
2018-05-04 19:00 | 414 | 391
2018-05-04 19:30 | 413 | 390
2018-05-04 20:00 | 431 | 409
2018-05-04 20:30 | 417 | 393
2018-05-04 21:00 | 399 | 374
2018-05-04 21:30 | 382 | 355
2018-05-04 22:00 | 388 | 361
2018-05-04 22:30 | 401 | 374
2018-05-04 23:00 | 403 | 376
2018-05-04 23:30 | 398 | 370
2018-05-05 | 373 | 340
2018-05-05 00:30 | 336 | 297
2018-05-05 01:00 | 310 | 261
2018-05-05 01:30 | 290 | 237
2018-05-05 02:00 | 304 | 253
2018-05-05 02:30 | 295 | 241
2018-05-05 03:00 | 275 | 218
2018-05-05 03:30 | 274 | 216
2018-05-05 04:00 | 283 | 227
2018-05-05 04:30 | 289 | 234
2018-05-05 05:00 | 292 | 237
2018-05-05 05:30 | 301 | 250
2018-05-05 06:00 | 321 | 278
2018-05-05 06:30 | 350 | 312
2018-05-05 07:00 | 376 | 342
2018-05-05 07:30 | 393 | 362
2018-05-05 08:00 | 398 | 368
2018-05-05 08:30 | 405 | 376
2018-05-05 09:00 | 409 | 381
2018-05-05 09:30 | 414 | 386
2018-05-05 10:00 | 394 | 364
2018-05-05 10:30 | 381 | 351
2018-05-05 11:00 | 403 | 373
2018-05-05 11:30 | 365 | 331
2018-05-05 12:00 | 325 | 286
2018-05-05 12:30 | 312 | 271
2018-05-05 13:00 | 312 | 271
2018-05-05 13:30 | 311 | 270
2018-05-05 14:00 | 301 | 258
2018-05-05 14:30 | 305 | 263
2018-05-05 15:00 | 315 | 275
2018-05-05 15:30 | 346 | 310
2018-05-05 16:00 | 397 | 368
2018-05-05 16:30 | 412 | 385
2018-05-05 17:00 | 431 | 406
2018-05-05 17:30 | 462 | 440
2018-05-05 18:00 | 490 | 471
2018-05-05 18:30 | 493 | 475
2018-05-05 19:00 | 469 | 450
2018-05-05 19:30 | 436 | 415
2018-05-05 20:00 | 438 | 416
2018-05-05 20:30 | 410 | 386
2018-05-05 21:00 | 385 | 358
2018-05-05 21:30 | 391 | 364
2018-05-05 22:00 | 389 | 362
2018-05-05 22:30 | 388 | 359
2018-05-05 23:00 | 394 | 367
2018-05-05 23:30 | 393 | 364
2018-05-06 | 364 | 331
2018-05-06 00:30 | 367 | 333
2018-05-06 01:00 | 370 | 335
2018-05-06 01:30 | 357 | 317
2018-05-06 02:00 | 330 | 283
2018-05-06 02:30 | 310 | 258
2018-05-06 03:00 | 306 | 253
2018-05-06 03:30 | 313 | 261
2018-05-06 04:00 | 315 | 263
2018-05-06 04:30 | 306 | 252
2018-05-06 05:00 | 288 | 229
2018-05-06 05:30 | 281 | 220
2018-05-06 06:00 | 287 | 230
2018-05-06 06:30 | 297 | 246
2018-05-06 07:00 | 328 | 283
2018-05-06 07:30 | 321 | 274
2018-05-06 08:00 | 341 | 298
2018-05-06 08:30 | 362 | 324
2018-05-06 09:00 | 366 | 331
2018-05-06 09:30 | 373 | 342
2018-05-06 10:00 | 385 | 357
2018-05-06 10:30 | 356 | 325
2018-05-06 11:00 | 336 | 302
2018-05-06 11:30 | 311 | 272
2018-05-06 12:00 | 297 | 258
2018-05-06 12:30 | 270 | 224
2018-05-06 13:00 | 271 | 226
2018-05-06 13:30 | 273 | 228
2018-05-06 14:00 | 316 | 279
2018-05-06 14:30 | 334 | 299
2018-05-06 15:00 | 336 | 301
2018-05-06 15:30 | 355 | 323
2018-05-06 16:00 | 357 | 325
2018-05-06 16:30 | 362 | 330
2018-05-06 17:00 | 392 | 365
2018-05-06 17:30 | 400 | 375
2018-05-06 18:00 | 448 | 426
2018-05-06 18:30 | 418 | 395
2018-05-06 19:00 | 388 | 362
2018-05-06 19:30 | 366 | 337
2018-05-06 20:00 | 357 | 328
2018-05-06 20:30 | 368 | 337
2018-05-06 21:00 | 364 | 331
2018-05-06 21:30 | 372 | 340
2018-05-06 22:00 | 329 | 292
2018-05-06 22:30 | 303 | 262
2018-05-06 23:00 | 306 | 265
2018-05-06 23:30 | 309 | 269
2018-05-07 | 311 | 270
2018-05-07 00:30 | 295 | 248
2018-05-07 01:00 | 250 | 187
2018-05-07 01:30 | 230 | 154
2018-05-07 02:00 | 216 | 132
2018-05-07 02:30 | 208 | 122
2018-05-07 03:00 | 214 | 128
2018-05-07 03:30 | 218 | 131
2018-05-07 04:00 | 216 | 129
2018-05-07 04:30 | 221 | 137
2018-05-07 05:00 | 233 | 157
2018-05-07 05:30 | 259 | 194
2018-05-07 06:00 | 273 | 213
2018-05-07 06:30 | 318 | 274
2018-05-07 07:00 | 338 | 300
2018-05-07 07:30 | 332 | 292
2018-05-07 08:00 | 336 | 297
2018-05-07 08:30 | 339 | 301
2018-05-07 09:00 | 345 | 308
2018-05-07 09:30 | 345 | 309
2018-05-07 10:00 | 365 | 334
2018-05-07 10:30 | 368 | 337
2018-05-07 11:00 | 336 | 302
2018-05-07 11:30 | 299 | 258
2018-05-07 12:00 | 288 | 244
2018-05-07 12:30 | 284 | 241
2018-05-07 13:00 | 284 | 240
2018-05-07 13:30 | 274 | 227
2018-05-07 14:00 | 286 | 243
2018-05-07 14:30 | 326 | 290
2018-05-07 15:00 | 353 | 320
2018-05-07 15:30 | 363 | 333
2018-05-07 16:00 | 364 | 333
2018-05-07 16:30 | 365 | 335
2018-05-07 17:00 | 402 | 377
2018-05-07 17:30 | 417 | 393
2018-05-07 18:00 | 395 | 370
2018-05-07 18:30 | 369 | 340
2018-05-07 19:00 | 360 | 331
2018-05-07 19:30 | 353 | 324
2018-05-07 20:00 | 357 | 328
2018-05-07 20:30 | 354 | 323
2018-05-07 21:00 | 347 | 317
2018-05-07 21:30 | 335 | 303
2018-05-07 22:00 | 328 | 295
2018-05-07 22:30 | 360 | 330
2018-05-07 23:00 | 338 | 305
2018-05-07 23:30 | 312 | 276
2018-05-08 | 322 | 282
2018-05-08 00:30 | 315 | 273
2018-05-08 01:00 | 312 | 267
2018-05-08 01:30 | 288 | 237
2018-05-08 02:00 | 261 | 203
2018-05-08 02:30 | 252 | 190
2018-05-08 03:00 | 255 | 194
2018-05-08 03:30 | 250 | 187
2018-05-08 04:00 | 263 | 203
2018-05-08 04:30 | 267 | 209
2018-05-08 05:00 | 272 | 216
2018-05-08 05:30 | 270 | 213
2018-05-08 06:00 | 283 | 231
2018-05-08 06:30 | 350 | 312
2018-05-08 07:00 | 393 | 361
2018-05-08 07:30 | 400 | 373
2018-05-08 08:00 | 427 | 403
2018-05-08 08:30 | 429 | 405
2018-05-08 09:00 | 432 | 408
2018-05-08 09:30 | 464 | 443
2018-05-08 10:00 | 489 | 469
2018-05-08 10:30 | 469 | 448
2018-05-08 11:00 | 465 | 444
2018-05-08 11:30 | 431 | 407
2018-05-08 12:00 | 425 | 400
2018-05-08 12:30 | 445 | 423
2018-05-08 13:00 | 436 | 413
2018-05-08 13:30 | 440 | 416
2018-05-08 14:00 | 483 | 464
2018-05-08 14:30 | 439 | 416
2018-05-08 15:00 | 415 | 390
2018-05-08 15:30 | 387 | 359
2018-05-08 16:00 | 397 | 370
2018-05-08 16:30 | 395 | 368
2018-05-08 17:00 | 391 | 364
2018-05-08 17:30 | 389 | 363
2018-05-08 18:00 | 432 | 410
2018-05-08 18:30 | 370 | 342
2018-05-08 19:00 | 343 | 312
2018-05-08 19:30 | 323 | 290
2018-05-08 20:00 | 353 | 324
2018-05-08 20:30 | 362 | 332
2018-05-08 21:00 | 354 | 325
2018-05-08 21:30 | 371 | 342
2018-05-08 22:00 | 376 | 348
2018-05-08 22:30 | 399 | 372
2018-05-08 23:00 | 408 | 382
2018-05-08 23:30 | 395 | 368
2018-05-09 | 362 | 331
2018-05-09 00:30 | 350 | 314
2018-05-09 01:00 | 351 | 315
2018-05-09 01:30 | 326 | 287
2018-05-09 02:00 | 284 | 235
2018-05-09 02:30 | 288 | 238
2018-05-09 03:00 | 263 | 206
2018-05-09 03:30 | 283 | 231
2018-05-09 04:00 | 302 | 254
2018-05-09 04:30 | 310 | 263
2018-05-09 05:00 | 299 | 250
2018-05-09 05:30 | 323 | 280
2018-05-09 06:00 | 343 | 306
2018-05-09 06:30 | 401 | 372
2018-05-09 07:00 | 420 | 393
2018-05-09 07:30 | 428 | 402
2018-05-09 08:00 | 410 | 382
2018-05-09 08:30 | 361 | 330
2018-05-09 09:00 | 334 | 300
2018-05-09 09:30 | 309 | 270
2018-05-09 10:00 | 299 | 258
2018-05-09 10:30 | 295 | 253
2018-05-09 11:00 | 267 | 219
2018-05-09 11:30 | 257 | 208
2018-05-09 12:00 | 267 | 219
2018-05-09 12:30 | 267 | 221
2018-05-09 13:00 | 280 | 236
2018-05-09 13:30 | 288 | 245
2018-05-09 14:00 | 310 | 272
2018-05-09 14:30 | 339 | 306
2018-05-09 15:00 | 367 | 336
2018-05-09 15:30 | 366 | 336
2018-05-09 16:00 | 372 | 342
2018-05-09 16:30 | 366 | 336
2018-05-09 17:00 | 355 | 324
2018-05-09 17:30 | 369 | 340
2018-05-09 18:00 | 394 | 368
2018-05-09 18:30 | 343 | 311
2018-05-09 19:00 | 345 | 313
2018-05-09 19:30 | 344 | 310
2018-05-09 20:00 | 334 | 299
2018-05-09 20:30 | 302 | 263
2018-05-09 21:00 | 293 | 252
2018-05-09 21:30 | 294 | 252
2018-05-09 22:00 | 280 | 236
2018-05-09 22:30 | 289 | 243
2018-05-09 23:00 | 327 | 287
2018-05-09 23:30 | 338 | 299
2018-05-10 | 317 | 275
2018-05-10 00:30 | 295 | 247
2018-05-10 01:00 | 254 | 200
2018-05-10 01:30 | 218 | 146
2018-05-10 02:00 | 212 | 131
2018-05-10 02:30 | 210 | 128
2018-05-10 03:00 | 205 | 119
2018-05-10 03:30 | 211 | 129
2018-05-10 04:00 | 221 | 146
2018-05-10 04:30 | 210 | 131
2018-05-10 05:00 | 202 | 125
2018-05-10 05:30 | 226 | 162
2018-05-10 06:00 | 267 | 215
2018-05-10 06:30 | 333 | 295
2018-05-10 07:00 | 406 | 378
2018-05-10 07:30 | 420 | 394
2018-05-10 08:00 | 417 | 392
2018-05-10 08:30 | 369 | 339
2018-05-10 09:00 | 340 | 307
2018-05-10 09:30 | 299 | 261
2018-05-10 10:00 | 290 | 250
2018-05-10 10:30 | 263 | 217
2018-05-10 11:00 | 252 | 204
2018-05-10 11:30 | 221 | 166
2018-05-10 12:00 | 220 | 164
2018-05-10 12:30 | 235 | 182
2018-05-10 13:00 | 254 | 207
2018-05-10 13:30 | 281 | 239
2018-05-10 14:00 | 289 | 249
2018-05-10 14:30 | 313 | 277
2018-05-10 15:00 | 324 | 289
2018-05-10 15:30 | 342 | 310
2018-05-10 16:00 | 346 | 313
2018-05-10 16:30 | 353 | 321
2018-05-10 17:00 | 346 | 313
2018-05-10 17:30 | 334 | 301
2018-05-10 18:00 | 344 | 313
2018-05-10 18:30 | 336 | 304
2018-05-10 19:00 | 325 | 291
2018-05-10 19:30 | 325 | 290
2018-05-10 20:00 | 327 | 293
2018-05-10 20:30 | 317 | 282
2018-05-10 21:00 | 309 | 271
2018-05-10 21:30 | 311 | 273
2018-05-10 22:00 | 303 | 262
2018-05-10 22:30 | 313 | 269
2018-05-10 23:00 | 299 | 253
2018-05-10 23:30 | 288 | 240
2018-05-11 | 284 | 235
2018-05-11 00:30 | 299 | 250
2018-05-11 01:00 | 282 | 230
2018-05-11 01:30 | 270 | 214
2018-05-11 02:00 | 261 | 198
2018-05-11 02:30 | 255 | 195
2018-05-11 03:00 | 219 | 144
2018-05-11 03:30 | 198 | 106
2018-05-11 04:00 | 203 | 114
2018-05-11 04:30 | 206 | 123
2018-05-11 05:00 | 216 | 137
2018-05-11 05:30 | 243 | 176
2018-05-11 06:00 | 322 | 277
2018-05-11 06:30 | 367 | 331
2018-05-11 07:00 | 390 | 364
2018-05-11 07:30 | 408 | 385
2018-05-11 08:00 | 432 | 411
2018-05-11 08:30 | 426 | 405
2018-05-11 09:00 | 418 | 396
2018-05-11 09:30 | 427 | 405
2018-05-11 10:00 | 377 | 351
2018-05-11 10:30 | 356 | 328
2018-05-11 11:00 | 336 | 305
2018-05-11 11:30 | 320 | 285
2018-05-11 12:00 | 327 | 292
2018-05-11 12:30 | 317 | 280
2018-05-11 13:00 | 308 | 270
2018-05-11 13:30 | 310 | 272
2018-05-11 14:00 | 306 | 268
2018-05-11 14:30 | 301 | 264
2018-05-11 15:00 | 342 | 310
2018-05-11 15:30 | 388 | 360
2018-05-11 16:00 | 422 | 398
2018-05-11 16:30 | 414 | 389
2018-05-11 17:00 | 435 | 412
2018-05-11 17:30 | 452 | 433
2018-05-11 18:00 | 459 | 441
2018-05-11 18:30 | 438 | 418
2018-05-11 19:00 | 435 | 414
2018-05-11 19:30 | 389 | 365
2018-05-11 20:00 | 419 | 397
2018-05-11 20:30 | 425 | 404
2018-05-11 21:00 | 408 | 384
2018-05-11 21:30 | 416 | 392
2018-05-11 22:00 | 394 | 368
2018-05-11 22:30 | 416 | 390
2018-05-11 23:00 | 410 | 383
2018-05-11 23:30 | 385 | 354
2018-05-12 | 345 | 308
2018-05-12 00:30 | 305 | 261
2018-05-12 01:00 | 278 | 228
2018-05-12 01:30 | 261 | 204
2018-05-12 02:00 | 236 | 173
2018-05-12 02:30 | 232 | 166
2018-05-12 03:00 | 225 | 153
2018-05-12 03:30 | 204 | 120
2018-05-12 04:00 | 195 | 101
2018-05-12 04:30 | 188 | 89
2018-05-12 05:00 | 187 | 88
2018-05-12 05:30 | 204 | 119
2018-05-12 06:00 | 225 | 151
2018-05-12 06:30 | 258 | 199
2018-05-12 07:00 | 305 | 259
2018-05-12 07:30 | 324 | 284
2018-05-12 08:00 | 328 | 286
2018-05-12 08:30 | 343 | 305
2018-05-12 09:00 | 338 | 299
2018-05-12 09:30 | 341 | 303
2018-05-12 10:00 | 322 | 282
2018-05-12 10:30 | 329 | 289
2018-05-12 11:00 | 324 | 283
2018-05-12 11:30 | 297 | 252
2018-05-12 12:00 | 276 | 226
2018-05-12 12:30 | 262 | 203
2018-05-12 13:00 | 279 | 224
2018-05-12 13:30 | 284 | 229
2018-05-12 14:00 | 283 | 229
2018-05-12 14:30 | 285 | 231
2018-05-12 15:00 | 319 | 274
2018-05-12 15:30 | 358 | 319
2018-05-12 16:00 | 412 | 382
2018-05-12 16:30 | 449 | 425
2018-05-12 17:00 | 480 | 461
2018-05-12 17:30 | 507 | 492
2018-05-12 18:00 | 549 | 537
2018-05-12 18:30 | 543 | 531
2018-05-12 19:00 | 501 | 486
2018-05-12 19:30 | 505 | 491
2018-05-12 20:00 | 505 | 491
2018-05-12 20:30 | 510 | 496
2018-05-12 21:00 | 467 | 450
2018-05-12 21:30 | 482 | 465
2018-05-12 22:00 | 462 | 443
2018-05-12 22:30 | 460 | 440
2018-05-12 23:00 | 475 | 456
2018-05-12 23:30 | 473 | 453
2018-05-13 | 472 | 452
2018-05-13 00:30 | 404 | 378
2018-05-13 01:00 | 335 | 298
2018-05-13 01:30 | 307 | 263
2018-05-13 02:00 | 279 | 226
2018-05-13 02:30 | 278 | 219
2018-05-13 03:00 | 281 | 224
2018-05-13 03:30 | 280 | 222
2018-05-13 04:00 | 268 | 208
2018-05-13 04:30 | 263 | 201
2018-05-13 05:00 | 263 | 201
2018-05-13 05:30 | 273 | 213
2018-05-13 06:00 | 287 | 230
2018-05-13 06:30 | 301 | 249
2018-05-13 07:00 | 317 | 268
2018-05-13 07:30 | 330 | 283
2018-05-13 08:00 | 370 | 332
2018-05-13 08:30 | 440 | 413
2018-05-13 09:00 | 447 | 420
2018-05-13 09:30 | 410 | 379
2018-05-13 10:00 | 390 | 357
2018-05-13 10:30 | 396 | 363
2018-05-13 11:00 | 342 | 303
2018-05-13 11:30 | 311 | 263
2018-05-13 12:00 | 303 | 254
2018-05-13 12:30 | 308 | 259
2018-05-13 13:00 | 299 | 247
2018-05-13 13:30 | 295 | 241
2018-05-13 14:00 | 303 | 251
2018-05-13 14:30 | 323 | 274
2018-05-13 15:00 | 345 | 301
2018-05-13 15:30 | 381 | 343
2018-05-13 16:00 | 409 | 377
2018-05-13 16:30 | 432 | 404
2018-05-13 17:00 | 462 | 440
2018-05-13 17:30 | 519 | 503
2018-05-13 18:00 | 566 | 554
2018-05-13 18:30 | 542 | 527
2018-05-13 19:00 | 527 | 511
2018-05-13 19:30 | 523 | 507
2018-05-13 20:00 | 545 | 529
2018-05-13 20:30 | 563 | 549
2018-05-13 21:00 | 529 | 513
2018-05-13 21:30 | 476 | 456
2018-05-13 22:00 | 451 | 428
2018-05-13 22:30 | 458 | 434
2018-05-13 23:00 | 429 | 402
2018-05-13 23:30 | 413 | 384
2018-05-14 | 377 | 341
2018-05-14 00:30 | 333 | 290
2018-05-14 01:00 | 301 | 251
2018-05-14 01:30 | 292 | 238
2018-05-14 02:00 | 291 | 234
2018-05-14 02:30 | 301 | 247
2018-05-14 03:00 | 289 | 232
2018-05-14 03:30 | 291 | 235
2018-05-14 04:00 | 297 | 242
2018-05-14 04:30 | 316 | 265
2018-05-14 05:00 | 320 | 270
2018-05-14 05:30 | 367 | 327
2018-05-14 06:00 | 381 | 346
2018-05-14 06:30 | 435 | 408
2018-05-14 07:00 | 489 | 469
2018-05-14 07:30 | 516 | 499
2018-05-14 08:00 | 520 | 503
2018-05-14 08:30 | 500 | 481
2018-05-14 09:00 | 501 | 483
2018-05-14 09:30 | 493 | 473
2018-05-14 10:00 | 460 | 438
2018-05-14 10:30 | 432 | 409
2018-05-14 11:00 | 447 | 425
2018-05-14 11:30 | 451 | 429
2018-05-14 12:00 | 408 | 382
2018-05-14 12:30 | 410 | 384
2018-05-14 13:00 | 436 | 413
2018-05-14 13:30 | 463 | 442
2018-05-14 14:00 | 490 | 472
2018-05-14 14:30 | 526 | 510
2018-05-14 15:00 | 550 | 536
2018-05-14 15:30 | 560 | 546
2018-05-14 16:00 | 564 | 550
2018-05-14 16:30 | 565 | 552
2018-05-14 17:00 | 558 | 545
2018-05-14 17:30 | 557 | 544
2018-05-14 18:00 | 584 | 573
2018-05-14 18:30 | 567 | 554
2018-05-14 19:00 | 572 | 561
2018-05-14 19:30 | 544 | 531
2018-05-14 20:00 | 575 | 563
2018-05-14 20:30 | 589 | 577
2018-05-14 21:00 | 573 | 560
2018-05-14 21:30 | 591 | 578
2018-05-14 22:00 | 571 | 557
2018-05-14 22:30 | 543 | 526
2018-05-14 23:00 | 507 | 489
2018-05-14 23:30 | 499 | 480
2018-05-15 | 468 | 446
2018-05-15 00:30 | 466 | 442
2018-05-15 01:00 | 443 | 417
2018-05-15 01:30 | 403 | 371
2018-05-15 02:00 | 390 | 355
2018-05-15 02:30 | 389 | 353
2018-05-15 03:00 | 388 | 352
2018-05-15 03:30 | 398 | 364
2018-05-15 04:00 | 383 | 346
2018-05-15 04:30 | 356 | 315
2018-05-15 05:00 | 333 | 286
2018-05-15 05:30 | 363 | 322
2018-05-15 06:00 | 419 | 389
2018-05-15 06:30 | 512 | 479
2018-05-15 07:00 | 582 | 556
2018-05-15 07:30 | 592 | 570
2018-05-15 08:00 | 592 | 569
2018-05-15 08:30 | 588 | 567
2018-05-15 09:00 | 528 | 512
2018-05-15 09:30 | 461 | 444
2018-05-15 10:00 | 460 | 442
2018-05-15 10:30 | 472 | 456
2018-05-15 11:00 | 468 | 451
2018-05-15 11:30 | 466 | 449
2018-05-15 12:00 | 456 | 438
2018-05-15 12:30 | 451 | 433
2018-05-15 13:00 | 458 | 440
2018-05-15 13:30 | 472 | 455
2018-05-15 14:00 | 475 | 458
2018-05-15 14:30 | 496 | 480
2018-05-15 15:00 | 553 | 540
2018-05-15 15:30 | 606 | 595
2018-05-15 16:00 | 620 | 600
2018-05-15 16:30 | 638 | 620
2018-05-15 17:00 | 627 | 609
2018-05-15 17:30 | 605 | 586
2018-05-15 18:00 | 628 | 611
2018-05-15 18:30 | 635 | 618
2018-05-15 19:00 | 598 | 579
2018-05-15 19:30 | 564 | 553
2018-05-15 20:00 | 573 | 563
2018-05-15 20:30 | 600 | 592
2018-05-15 21:00 | 597 | 588
2018-05-15 21:30 | 624 | 617
2018-05-15 22:00 | 630 | 624
2018-05-15 22:30 | 604 | 597
2018-05-15 23:00 | 572 | 563
2018-05-15 23:30 | 561 | 551
2018-05-16 | 554 | 543
2018-05-16 00:30 | 544 | 533
2018-05-16 01:00 | 517 | 503
2018-05-16 01:30 | 492 | 474
2018-05-16 02:00 | 430 | 403
2018-05-16 02:30 | 425 | 399
2018-05-16 03:00 | 395 | 365
2018-05-16 03:30 | 392 | 363
2018-05-16 04:00 | 423 | 396
2018-05-16 04:30 | 436 | 410
2018-05-16 05:00 | 440 | 415
2018-05-16 05:30 | 432 | 407
2018-05-16 06:00 | 471 | 449
2018-05-16 06:30 | 542 | 528
2018-05-16 07:00 | 541 | 527
2018-05-16 07:30 | 525 | 511
2018-05-16 08:00 | 516 | 502
2018-05-16 08:30 | 495 | 480
2018-05-16 09:00 | 477 | 460
2018-05-16 09:30 | 461 | 443
2018-05-16 10:00 | 439 | 419
2018-05-16 10:30 | 419 | 398
2018-05-16 11:00 | 410 | 388
2018-05-16 11:30 | 390 | 366
2018-05-16 12:00 | 368 | 343
2018-05-16 12:30 | 373 | 350
2018-05-16 13:00 | 446 | 427
2018-05-16 13:30 | 421 | 401
2018-05-16 14:00 | 423 | 403
2018-05-16 14:30 | 438 | 419
2018-05-16 15:00 | 455 | 437
2018-05-16 15:30 | 489 | 473
2018-05-16 16:00 | 526 | 512
2018-05-16 16:30 | 581 | 570
2018-05-16 17:00 | 592 | 582
2018-05-16 17:30 | 598 | 589
2018-05-16 18:00 | 573 | 563
2018-05-16 18:30 | 553 | 544
2018-05-16 19:00 | 534 | 525
2018-05-16 19:30 | 532 | 523
2018-05-16 20:00 | 541 | 532
2018-05-16 20:30 | 535 | 525
2018-05-16 21:00 | 519 | 508
2018-05-16 21:30 | 493 | 480
2018-05-16 22:00 | 451 | 435
2018-05-16 22:30 | 460 | 442
2018-05-16 23:00 | 453 | 434
2018-05-16 23:30 | 421 | 399
2018-05-17 | 415 | 389
2018-05-17 00:30 | 382 | 352
2018-05-17 01:00 | 335 | 299
2018-05-17 01:30 | 317 | 275
2018-05-17 02:00 | 276 | 223
2018-05-17 02:30 | 298 | 245
2018-05-17 03:00 | 302 | 250
2018-05-17 03:30 | 303 | 250
2018-05-17 04:00 | 309 | 258
2018-05-17 04:30 | 317 | 269
2018-05-17 05:00 | 323 | 279
2018-05-17 05:30 | 363 | 327
2018-05-17 06:00 | 414 | 385
2018-05-17 06:30 | 453 | 429
2018-05-17 07:00 | 478 | 456
2018-05-17 07:30 | 499 | 479
2018-05-17 08:00 | 498 | 478
2018-05-17 08:30 | 450 | 425
2018-05-17 09:00 | 419 | 392
2018-05-17 09:30 | 390 | 360
2018-05-17 10:00 | 364 | 331
2018-05-17 10:30 | 391 | 361
2018-05-17 11:00 | 395 | 365
2018-05-17 11:30 | 396 | 367
2018-05-17 12:00 | 402 | 373
2018-05-17 12:30 | 431 | 405
2018-05-17 13:00 | 446 | 422
2018-05-17 13:30 | 458 | 435
2018-05-17 14:00 | 476 | 454
2018-05-17 14:30 | 481 | 460
2018-05-17 15:00 | 489 | 469
2018-05-17 15:30 | 506 | 487
2018-05-17 16:00 | 500 | 480
2018-05-17 16:30 | 527 | 509
2018-05-17 17:00 | 554 | 538
2018-05-17 17:30 | 546 | 530
2018-05-17 18:00 | 538 | 522
2018-05-17 18:30 | 543 | 528
2018-05-17 19:00 | 532 | 517
2018-05-17 19:30 | 526 | 511
2018-05-17 20:00 | 545 | 530
2018-05-17 20:30 | 525 | 509
2018-05-17 21:00 | 532 | 515
2018-05-17 21:30 | 543 | 527
2018-05-17 22:00 | 529 | 511
2018-05-17 22:30 | 520 | 501
2018-05-17 23:00 | 501 | 481
2018-05-17 23:30 | 495 | 473
2018-05-18 | 484 | 461
2018-05-18 00:30 | 462 | 436
2018-05-18 01:00 | 454 | 428
2018-05-18 01:30 | 438 | 410
2018-05-18 02:00 | 406 | 374
2018-05-18 02:30 | 388 | 354
2018-05-18 03:00 | 370 | 334
2018-05-18 03:30 | 376 | 339
2018-05-18 04:00 | 390 | 354
2018-05-18 04:30 | 413 | 381
2018-05-18 05:00 | 461 | 434
2018-05-18 05:30 | 481 | 455
2018-05-18 06:00 | 492 | 470
2018-05-18 06:30 | 519 | 500
2018-05-18 07:00 | 561 | 545
2018-05-18 07:30 | 588 | 574
2018-05-18 08:00 | 609 | 597
2018-05-18 08:30 | 572 | 558
2018-05-18 09:00 | 563 | 548
2018-05-18 09:30 | 554 | 539
2018-05-18 10:00 | 541 | 528
2018-05-18 10:30 | 530 | 517
2018-05-18 11:00 | 539 | 526
2018-05-18 11:30 | 542 | 530
2018-05-18 12:00 | 543 | 530
2018-05-18 12:30 | 531 | 517
2018-05-18 13:00 | 527 | 513
2018-05-18 13:30 | 538 | 525
2018-05-18 14:00 | 538 | 525
2018-05-18 14:30 | 536 | 523
2018-05-18 15:00 | 545 | 533
2018-05-18 15:30 | 555 | 542
2018-05-18 16:00 | 558 | 546
2018-05-18 16:30 | 571 | 560
2018-05-18 17:00 | 594 | 585
2018-05-18 17:30 | 596 | 587
2018-05-18 18:00 | 568 | 558
2018-05-18 18:30 | 556 | 545
2018-05-18 19:00 | 559 | 548
2018-05-18 19:30 | 534 | 521
2018-05-18 20:00 | 542 | 529
2018-05-18 20:30 | 587 | 577
2018-05-18 21:00 | 590 | 580
2018-05-18 21:30 | 576 | 564
2018-05-18 22:00 | 564 | 552
2018-05-18 22:30 | 576 | 564
2018-05-18 23:00 | 545 | 530
2018-05-18 23:30 | 531 | 516
2018-05-19 | 498 | 480
2018-05-19 00:30 | 479 | 459
2018-05-19 01:00 | 496 | 477
2018-05-19 01:30 | 481 | 459
2018-05-19 02:00 | 463 | 439
2018-05-19 02:30 | 446 | 420
2018-05-19 03:00 | 431 | 405
2018-05-19 03:30 | 433 | 407
2018-05-19 04:00 | 440 | 414
2018-05-19 04:30 | 436 | 410
2018-05-19 05:00 | 429 | 401
2018-05-19 05:30 | 456 | 431
2018-05-19 06:00 | 481 | 459
2018-05-19 06:30 | 491 | 470
2018-05-19 07:00 | 504 | 484
2018-05-19 07:30 | 544 | 528
2018-05-19 08:00 | 563 | 548
2018-05-19 08:30 | 552 | 536
2018-05-19 09:00 | 556 | 541
2018-05-19 09:30 | 544 | 528
2018-05-19 10:00 | 522 | 506
2018-05-19 10:30 | 482 | 463
2018-05-19 11:00 | 469 | 449
2018-05-19 11:30 | 462 | 442
2018-05-19 12:00 | 439 | 416
2018-05-19 12:30 | 422 | 398
2018-05-19 13:00 | 413 | 387
2018-05-19 13:30 | 414 | 389
2018-05-19 14:00 | 413 | 387
2018-05-19 14:30 | 431 | 406
2018-05-19 15:00 | 410 | 385
2018-05-19 15:30 | 448 | 426
2018-05-19 16:00 | 484 | 465
2018-05-19 16:30 | 513 | 495
2018-05-19 17:00 | 540 | 526
2018-05-19 17:30 | 565 | 552
2018-05-19 18:00 | 584 | 573
2018-05-19 18:30 | 550 | 537
2018-05-19 19:00 | 537 | 523
2018-05-19 19:30 | 527 | 513
2018-05-19 20:00 | 531 | 518
2018-05-19 20:30 | 536 | 523
2018-05-19 21:00 | 540 | 526
2018-05-19 21:30 | 558 | 545
2018-05-19 22:00 | 580 | 568
2018-05-19 22:30 | 537 | 523
2018-05-19 23:00 | 515 | 500
2018-05-19 23:30 | 505 | 489
2018-05-20 | 484 | 467
2018-05-20 00:30 | 444 | 423
2018-05-20 01:00 | 393 | 362
2018-05-20 01:30 | 382 | 350
2018-05-20 02:00 | 370 | 336
2018-05-20 02:30 | 351 | 315
2018-05-20 03:00 | 331 | 292
2018-05-20 03:30 | 329 | 290
2018-05-20 04:00 | 340 | 301
2018-05-20 04:30 | 303 | 259
2018-05-20 05:00 | 275 | 224
2018-05-20 05:30 | 279 | 229
2018-05-20 06:00 | 288 | 240
2018-05-20 06:30 | 323 | 282
2018-05-20 07:00 | 358 | 323
2018-05-20 07:30 | 423 | 395
2018-05-20 08:00 | 442 | 416
2018-05-20 08:30 | 465 | 441
2018-05-20 09:00 | 479 | 459
2018-05-20 09:30 | 458 | 437
2018-05-20 10:00 | 444 | 420
2018-05-20 10:30 | 419 | 392
2018-05-20 11:00 | 386 | 355
2018-05-20 11:30 | 361 | 328
2018-05-20 12:00 | 333 | 294
2018-05-20 12:30 | 334 | 294
2018-05-20 13:00 | 375 | 342
2018-05-20 13:30 | 393 | 362
2018-05-20 14:00 | 407 | 378
2018-05-20 14:30 | 408 | 381
2018-05-20 15:00 | 415 | 389
2018-05-20 15:30 | 448 | 424
2018-05-20 16:00 | 482 | 462
2018-05-20 16:30 | 549 | 535
2018-05-20 17:00 | 587 | 576
2018-05-20 17:30 | 623 | 614
2018-05-20 18:00 | 615 | 606
2018-05-20 18:30 | 626 | 619
2018-05-20 19:00 | 617 | 609
2018-05-20 19:30 | 604 | 595
2018-05-20 20:00 | 616 | 608
2018-05-20 20:30 | 622 | 614
2018-05-20 21:00 | 582 | 573
2018-05-20 21:30 | 559 | 548
2018-05-20 22:00 | 530 | 516
2018-05-20 22:30 | 484 | 467
2018-05-20 23:00 | 453 | 434
2018-05-20 23:30 | 448 | 428
2018-05-21 | 462 | 442
2018-05-21 00:30 | 451 | 430
2018-05-21 01:00 | 421 | 396
2018-05-21 01:30 | 416 | 389
2018-05-21 02:00 | 401 | 372
2018-05-21 02:30 | 369 | 337
2018-05-21 03:00 | 324 | 285
2018-05-21 03:30 | 298 | 252
2018-05-21 04:00 | 277 | 228
2018-05-21 04:30 | 257 | 199
2018-05-21 05:00 | 284 | 231
2018-05-21 05:30 | 352 | 313
2018-05-21 06:00 | 449 | 423
2018-05-21 06:30 | 582 | 568
2018-05-21 07:00 | 658 | 645
2018-05-21 07:30 | 673 | 655
2018-05-21 08:00 | 672 | 655
2018-05-21 08:30 | 651 | 632
2018-05-21 09:00 | 653 | 635
2018-05-21 09:30 | 645 | 626
2018-05-21 10:00 | 590 | 567
2018-05-21 10:30 | 542 | 519
2018-05-21 11:00 | 511 | 495
2018-05-21 11:30 | 493 | 476
2018-05-21 12:00 | 457 | 437
2018-05-21 12:30 | 439 | 417
2018-05-21 13:00 | 448 | 427
2018-05-21 13:30 | 453 | 433
2018-05-21 14:00 | 460 | 440
2018-05-21 14:30 | 485 | 467
2018-05-21 15:00 | 487 | 470
2018-05-21 15:30 | 510 | 494
2018-05-21 16:00 | 532 | 518
2018-05-21 16:30 | 590 | 572
2018-05-21 17:00 | 617 | 599
2018-05-21 17:30 | 645 | 630
2018-05-21 18:00 | 668 | 654
2018-05-21 18:30 | 660 | 645
2018-05-21 19:00 | 645 | 629
2018-05-21 19:30 | 601 | 582
2018-05-21 20:00 | 616 | 598
2018-05-21 20:30 | 633 | 616
2018-05-21 21:00 | 624 | 606
2018-05-21 21:30 | 588 | 576
2018-05-21 22:00 | 603 | 594
2018-05-21 22:30 | 567 | 555
2018-05-21 23:00 | 548 | 535
2018-05-21 23:30 | 526 | 511
2018-05-22 | 513 | 497
2018-05-22 00:30 | 474 | 455
2018-05-22 01:00 | 457 | 436
2018-05-22 01:30 | 411 | 384
2018-05-22 02:00 | 324 | 286
2018-05-22 02:30 | 301 | 259
2018-05-22 03:00 | 300 | 257
2018-05-22 03:30 | 305 | 261
2018-05-22 04:00 | 306 | 262
2018-05-22 04:30 | 315 | 273
2018-05-22 05:00 | 347 | 311
2018-05-22 05:30 | 367 | 334
2018-05-22 06:00 | 411 | 382
2018-05-22 06:30 | 465 | 444
2018-05-22 07:00 | 551 | 539
2018-05-22 07:30 | 603 | 594
2018-05-22 08:00 | 619 | 610
2018-05-22 08:30 | 620 | 611
2018-05-22 09:00 | 597 | 588
2018-05-22 09:30 | 574 | 562
2018-05-22 10:00 | 548 | 536
2018-05-22 10:30 | 536 | 524
2018-05-22 11:00 | 532 | 520
2018-05-22 11:30 | 504 | 491
2018-05-22 12:00 | 490 | 476
2018-05-22 12:30 | 488 | 473
2018-05-22 13:00 | 484 | 469
2018-05-22 13:30 | 493 | 479
2018-05-22 14:00 | 494 | 479
2018-05-22 14:30 | 495 | 480
2018-05-22 15:00 | 514 | 500
2018-05-22 15:30 | 544 | 532
2018-05-22 16:00 | 588 | 578
2018-05-22 16:30 | 630 | 622
2018-05-22 17:00 | 633 | 626
2018-05-22 17:30 | 664 | 657
2018-05-22 18:00 | 700 | 689
2018-05-22 18:30 | 689 | 677
2018-05-22 19:00 | 664 | 652
2018-05-22 19:30 | 637 | 622
2018-05-22 20:00 | 643 | 629
2018-05-22 20:30 | 638 | 624
2018-05-22 21:00 | 597 | 588
2018-05-22 21:30 | 589 | 580
2018-05-22 22:00 | 584 | 574
2018-05-22 22:30 | 577 | 566
2018-05-22 23:00 | 574 | 562
2018-05-22 23:30 | 552 | 539
2018-05-23 | 503 | 487
2018-05-23 00:30 | 489 | 468
2018-05-23 01:00 | 466 | 443
2018-05-23 01:30 | 449 | 425
2018-05-23 02:00 | 442 | 417
2018-05-23 02:30 | 413 | 384
2018-05-23 03:00 | 420 | 392
2018-05-23 03:30 | 410 | 382
2018-05-23 04:00 | 416 | 388
2018-05-23 04:30 | 397 | 368
2018-05-23 05:00 | 392 | 362
2018-05-23 05:30 | 432 | 408
2018-05-23 06:00 | 438 | 419
2018-05-23 06:30 | 448 | 429
2018-05-23 07:00 | 512 | 498
2018-05-23 07:30 | 500 | 489
2018-05-23 08:00 | 511 | 501
2018-05-23 08:30 | 486 | 474
2018-05-23 09:00 | 461 | 449
2018-05-23 09:30 | 427 | 412
2018-05-23 10:00 | 392 | 373
2018-05-23 10:30 | 368 | 347
2018-05-23 11:00 | 366 | 344
2018-05-23 11:30 | 335 | 310
2018-05-23 12:00 | 373 | 352
2018-05-23 12:30 | 378 | 358
2018-05-23 13:00 | 387 | 367
2018-05-23 13:30 | 390 | 370
2018-05-23 14:00 | 407 | 389
2018-05-23 14:30 | 416 | 397
2018-05-23 15:00 | 483 | 469
2018-05-23 15:30 | 536 | 523
2018-05-23 16:00 | 548 | 537
2018-05-23 16:30 | 562 | 551
2018-05-23 17:00 | 576 | 566
2018-05-23 17:30 | 573 | 563
2018-05-23 18:00 | 569 | 560
2018-05-23 18:30 | 555 | 545
2018-05-23 19:00 | 568 | 558
2018-05-23 19:30 | 554 | 544
2018-05-23 20:00 | 565 | 555
2018-05-23 20:30 | 573 | 563
2018-05-23 21:00 | 561 | 550
2018-05-23 21:30 | 582 | 573
2018-05-23 22:00 | 565 | 554
2018-05-23 22:30 | 580 | 571
2018-05-23 23:00 | 553 | 542
2018-05-23 23:30 | 537 | 525
2018-05-24 | 500 | 486
2018-05-24 00:30 | 495 | 480
2018-05-24 01:00 | 481 | 464
2018-05-24 01:30 | 451 | 433
2018-05-24 02:00 | 418 | 396
2018-05-24 02:30 | 408 | 386
2018-05-24 03:00 | 409 | 382
2018-05-24 03:30 | 411 | 384
2018-05-24 04:00 | 398 | 369
2018-05-24 04:30 | 396 | 367
2018-05-24 05:00 | 403 | 376
2018-05-24 05:30 | 424 | 399
2018-05-24 06:00 | 466 | 444
2018-05-24 06:30 | 492 | 475
2018-05-24 07:00 | 554 | 541
2018-05-24 07:30 | 557 | 545
2018-05-24 08:00 | 559 | 547
2018-05-24 08:30 | 561 | 549
2018-05-24 09:00 | 546 | 533
2018-05-24 09:30 | 536 | 522
2018-05-24 10:00 | 525 | 510
2018-05-24 10:30 | 514 | 499
2018-05-24 11:00 | 533 | 519
2018-05-24 11:30 | 534 | 521
2018-05-24 12:00 | 516 | 502
2018-05-24 12:30 | 512 | 498
2018-05-24 13:00 | 544 | 530
2018-05-24 13:30 | 556 | 544
2018-05-24 14:00 | 584 | 573
2018-05-24 14:30 | 575 | 564
2018-05-24 15:00 | 560 | 548
2018-05-24 15:30 | 566 | 553
2018-05-24 16:00 | 581 | 570
2018-05-24 16:30 | 576 | 564
2018-05-24 17:00 | 594 | 583
2018-05-24 17:30 | 614 | 604
2018-05-24 18:00 | 606 | 596
2018-05-24 18:30 | 573 | 562
2018-05-24 19:00 | 560 | 548
2018-05-24 19:30 | 536 | 522
2018-05-24 20:00 | 548 | 535
2018-05-24 20:30 | 550 | 536
2018-05-24 21:00 | 530 | 515
2018-05-24 21:30 | 536 | 521
2018-05-24 22:00 | 547 | 530
2018-05-24 22:30 | 527 | 509
2018-05-24 23:00 | 496 | 476
2018-05-24 23:30 | 505 | 485
2018-05-25 | 494 | 473
2018-05-25 00:30 | 467 | 443
2018-05-25 01:00 | 439 | 413
2018-05-25 01:30 | 397 | 367
2018-05-25 02:00 | 384 | 352
2018-05-25 02:30 | 373 | 339
2018-05-25 03:00 | 348 | 309
2018-05-25 03:30 | 346 | 307
2018-05-25 04:00 | 353 | 315
2018-05-25 04:30 | 342 | 302
2018-05-25 05:00 | 356 | 318
2018-05-25 05:30 | 375 | 341
2018-05-25 06:00 | 407 | 378
2018-05-25 06:30 | 482 | 455
2018-05-25 07:00 | 524 | 491
2018-05-25 07:30 | 552 | 521
2018-05-25 08:00 | 565 | 537
2018-05-25 08:30 | 558 | 529
2018-05-25 09:00 | 567 | 540
2018-05-25 09:30 | 558 | 530
2018-05-25 10:00 | 541 | 511
2018-05-25 10:30 | 544 | 514
2018-05-25 11:00 | 538 | 508
2018-05-25 11:30 | 517 | 488
2018-05-25 12:00 | 488 | 468
2018-05-25 12:30 | 505 | 485
2018-05-25 13:00 | 526 | 508
2018-05-25 13:30 | 522 | 503
2018-05-25 14:00 | 512 | 494
2018-05-25 14:30 | 523 | 505
2018-05-25 15:00 | 532 | 515
2018-05-25 15:30 | 559 | 544
2018-05-25 16:00 | 569 | 554
2018-05-25 16:30 | 565 | 549
2018-05-25 17:00 | 596 | 572
2018-05-25 17:30 | 580 | 555
2018-05-25 18:00 | 568 | 543
2018-05-25 18:30 | 551 | 524
2018-05-25 19:00 | 543 | 515
2018-05-25 19:30 | 526 | 496
2018-05-25 20:00 | 574 | 552
2018-05-25 20:30 | 564 | 550
2018-05-25 21:00 | 536 | 519
2018-05-25 21:30 | 533 | 517
2018-05-25 22:00 | 522 | 505
2018-05-25 22:30 | 527 | 510
2018-05-25 23:00 | 483 | 464
2018-05-25 23:30 | 476 | 456
2018-05-26 | 463 | 441
2018-05-26 00:30 | 457 | 433
2018-05-26 01:00 | 465 | 441
2018-05-26 01:30 | 403 | 373
2018-05-26 02:00 | 355 | 314
2018-05-26 02:30 | 331 | 284
2018-05-26 03:00 | 327 | 278
2018-05-26 03:30 | 320 | 267
2018-05-26 04:00 | 305 | 248
2018-05-26 04:30 | 333 | 282
2018-05-26 05:00 | 342 | 293
2018-05-26 05:30 | 349 | 301
2018-05-26 06:00 | 358 | 317
2018-05-26 06:30 | 376 | 340
2018-05-26 07:00 | 433 | 404
2018-05-26 07:30 | 476 | 453
2018-05-26 08:00 | 512 | 492
2018-05-26 08:30 | 564 | 541
2018-05-26 09:00 | 546 | 515
2018-05-26 09:30 | 535 | 504
2018-05-26 10:00 | 453 | 423
2018-05-26 10:30 | 429 | 404
2018-05-26 11:00 | 418 | 392
2018-05-26 11:30 | 405 | 378
2018-05-26 12:00 | 402 | 374
2018-05-26 12:30 | 407 | 379
2018-05-26 13:00 | 400 | 372
2018-05-26 13:30 | 402 | 374
2018-05-26 14:00 | 404 | 376
2018-05-26 14:30 | 421 | 395
2018-05-26 15:00 | 449 | 425
2018-05-26 15:30 | 440 | 416
2018-05-26 16:00 | 454 | 431
2018-05-26 16:30 | 465 | 443
2018-05-26 17:00 | 495 | 475
2018-05-26 17:30 | 515 | 498
2018-05-26 18:00 | 498 | 480
2018-05-26 18:30 | 481 | 462
2018-05-26 19:00 | 494 | 475
2018-05-26 19:30 | 488 | 468
2018-05-26 20:00 | 477 | 458
2018-05-26 20:30 | 464 | 445
2018-05-26 21:00 | 408 | 383
2018-05-26 21:30 | 419 | 394
2018-05-26 22:00 | 432 | 407
2018-05-26 22:30 | 408 | 381
2018-05-26 23:00 | 401 | 371
2018-05-26 23:30 | 395 | 360
2018-05-27 | 387 | 351
2018-05-27 00:30 | 363 | 322
2018-05-27 01:00 | 347 | 303
2018-05-27 01:30 | 318 | 270
2018-05-27 02:00 | 301 | 246
2018-05-27 02:30 | 283 | 222
2018-05-27 03:00 | 285 | 225
2018-05-27 03:30 | 321 | 268
2018-05-27 04:00 | 341 | 292
2018-05-27 04:30 | 342 | 294
2018-05-27 05:00 | 344 | 295
2018-05-27 05:30 | 368 | 324
2018-05-27 06:00 | 360 | 316
2018-05-27 06:30 | 340 | 295
2018-05-27 07:00 | 350 | 306
2018-05-27 07:30 | 365 | 324
2018-05-27 08:00 | 385 | 348
2018-05-27 08:30 | 402 | 369
2018-05-27 09:00 | 401 | 369
2018-05-27 09:30 | 407 | 375
2018-05-27 10:00 | 410 | 379
2018-05-27 10:30 | 417 | 387
2018-05-27 11:00 | 434 | 406
2018-05-27 11:30 | 425 | 396
2018-05-27 12:00 | 418 | 388
2018-05-27 12:30 | 423 | 393
2018-05-27 13:00 | 422 | 392
2018-05-27 13:30 | 417 | 387
2018-05-27 14:00 | 411 | 380
2018-05-27 14:30 | 430 | 401
2018-05-27 15:00 | 436 | 408
2018-05-27 15:30 | 430 | 400
2018-05-27 16:00 | 432 | 404
2018-05-27 16:30 | 474 | 450
2018-05-27 17:00 | 531 | 512
2018-05-27 17:30 | 554 | 538
2018-05-27 18:00 | 549 | 533
2018-05-27 18:30 | 540 | 524
2018-05-27 19:00 | 537 | 520
2018-05-27 19:30 | 523 | 504
2018-05-27 20:00 | 518 | 499
2018-05-27 20:30 | 517 | 498
2018-05-27 21:00 | 504 | 484
2018-05-27 21:30 | 466 | 443
2018-05-27 22:00 | 421 | 393
2018-05-27 22:30 | 406 | 375
2018-05-27 23:00 | 400 | 368
2018-05-27 23:30 | 411 | 379
2018-05-28 | 386 | 351
2018-05-28 00:30 | 360 | 321
2018-05-28 01:00 | 336 | 294
2018-05-28 01:30 | 311 | 264
2018-05-28 02:00 | 299 | 248
2018-05-28 02:30 | 325 | 275
2018-05-28 03:00 | 327 | 276
2018-05-28 03:30 | 332 | 283
2018-05-28 04:00 | 329 | 280
2018-05-28 04:30 | 306 | 252
2018-05-28 05:00 | 311 | 258
2018-05-28 05:30 | 343 | 297
2018-05-28 06:00 | 358 | 315
2018-05-28 06:30 | 404 | 371
2018-05-28 07:00 | 434 | 405
2018-05-28 07:30 | 479 | 455
2018-05-28 08:00 | 498 | 475
2018-05-28 08:30 | 496 | 473
2018-05-28 09:00 | 485 | 462
2018-05-28 09:30 | 478 | 455
2018-05-28 10:00 | 469 | 447
2018-05-28 10:30 | 445 | 421
2018-05-28 11:00 | 424 | 398
2018-05-28 11:30 | 447 | 423
2018-05-28 12:00 | 431 | 405
2018-05-28 12:30 | 414 | 386
2018-05-28 13:00 | 393 | 364
2018-05-28 13:30 | 388 | 358
2018-05-28 14:00 | 411 | 384
2018-05-28 14:30 | 439 | 414
2018-05-28 15:00 | 466 | 443
2018-05-28 15:30 | 469 | 447
2018-05-28 16:00 | 491 | 470
2018-05-28 16:30 | 512 | 494
2018-05-28 17:00 | 528 | 510
2018-05-28 17:30 | 551 | 535
2018-05-28 18:00 | 530 | 514
2018-05-28 18:30 | 513 | 494
2018-05-28 19:00 | 533 | 516
2018-05-28 19:30 | 502 | 483
2018-05-28 20:00 | 533 | 516
2018-05-28 20:30 | 548 | 531
2018-05-28 21:00 | 510 | 490
2018-05-28 21:30 | 488 | 466
2018-05-28 22:00 | 457 | 433
2018-05-28 22:30 | 473 | 449
2018-05-28 23:00 | 446 | 419
2018-05-28 23:30 | 435 | 407
2018-05-29 | 399 | 367
2018-05-29 00:30 | 387 | 351
2018-05-29 01:00 | 390 | 355
2018-05-29 01:30 | 382 | 345
2018-05-29 02:00 | 364 | 323
2018-05-29 02:30 | 351 | 308
2018-05-29 03:00 | 322 | 271
2018-05-29 03:30 | 294 | 238
2018-05-29 04:00 | 281 | 222
2018-05-29 04:30 | 271 | 206
2018-05-29 05:00 | 266 | 200
2018-05-29 05:30 | 307 | 255
2018-05-29 06:00 | 364 | 326
2018-05-29 06:30 | 430 | 400
2018-05-29 07:00 | 498 | 461
2018-05-29 07:30 | 519 | 484
2018-05-29 08:00 | 541 | 509
2018-05-29 08:30 | 538 | 506
2018-05-29 09:00 | 528 | 495
2018-05-29 09:30 | 521 | 488
2018-05-29 10:00 | 506 | 470
2018-05-29 10:30 | 476 | 437
2018-05-29 11:00 | 486 | 448
2018-05-29 11:30 | 482 | 444
2018-05-29 12:00 | 484 | 446
2018-05-29 12:30 | 493 | 456
2018-05-29 13:00 | 493 | 457
2018-05-29 13:30 | 459 | 421
2018-05-29 14:00 | 455 | 432
2018-05-29 14:30 | 452 | 428
2018-05-29 15:00 | 445 | 421
2018-05-29 15:30 | 444 | 420
2018-05-29 16:00 | 463 | 441
2018-05-29 16:30 | 486 | 465
2018-05-29 17:00 | 461 | 438
2018-05-29 17:30 | 435 | 412
2018-05-29 18:00 | 461 | 440
2018-05-29 18:30 | 460 | 439
2018-05-29 19:00 | 472 | 452
2018-05-29 19:30 | 439 | 415
2018-05-29 20:00 | 434 | 409
2018-05-29 20:30 | 466 | 444
2018-05-29 21:00 | 488 | 467
2018-05-29 21:30 | 506 | 486
2018-05-29 22:00 | 468 | 445
2018-05-29 22:30 | 488 | 466
2018-05-29 23:00 | 473 | 449
2018-05-29 23:30 | 454 | 428
2018-05-30 | 430 | 401
2018-05-30 00:30 | 422 | 391
2018-05-30 01:00 | 411 | 378
2018-05-30 01:30 | 391 | 354
2018-05-30 02:00 | 350 | 306
2018-05-30 02:30 | 349 | 306
2018-05-30 03:00 | 346 | 301
2018-05-30 03:30 | 359 | 317
2018-05-30 04:00 | 369 | 328
2018-05-30 04:30 | 370 | 329
2018-05-30 05:00 | 374 | 334
2018-05-30 05:30 | 400 | 365
2018-05-30 06:00 | 407 | 373
2018-05-30 06:30 | 468 | 443
2018-05-30 07:00 | 515 | 495
2018-05-30 07:30 | 518 | 499
2018-05-30 08:00 | 515 | 496
2018-05-30 08:30 | 503 | 483
2018-05-30 09:00 | 501 | 482
2018-05-30 09:30 | 485 | 464
2018-05-30 10:00 | 475 | 454
2018-05-30 10:30 | 465 | 442
2018-05-30 11:00 | 483 | 462
2018-05-30 11:30 | 472 | 450
2018-05-30 12:00 | 471 | 448
2018-05-30 12:30 | 464 | 441
2018-05-30 13:00 | 476 | 454
2018-05-30 13:30 | 489 | 467
2018-05-30 14:00 | 509 | 489
2018-05-30 14:30 | 520 | 501
2018-05-30 15:00 | 520 | 501
2018-05-30 15:30 | 524 | 504
2018-05-30 16:00 | 532 | 513
2018-05-30 16:30 | 526 | 507
2018-05-30 17:00 | 557 | 541
2018-05-30 17:30 | 557 | 544
2018-05-30 18:00 | 534 | 521
2018-05-30 18:30 | 503 | 489
2018-05-30 19:00 | 472 | 457
2018-05-30 19:30 | 449 | 431
2018-05-30 20:00 | 485 | 469
2018-05-30 20:30 | 501 | 486
2018-05-30 21:00 | 475 | 458
2018-05-30 21:30 | 461 | 441
2018-05-30 22:00 | 444 | 421
2018-05-30 22:30 | 430 | 404
2018-05-30 23:00 | 401 | 372
2018-05-30 23:30 | 386 | 355
2018-05-31 | 374 | 340
2018-05-31 00:30 | 365 | 331
2018-05-31 01:00 | 366 | 332
2018-05-31 01:30 | 346 | 307
2018-05-31 02:00 | 340 | 297
2018-05-31 02:30 | 330 | 285
2018-05-31 03:00 | 330 | 281
2018-05-31 03:30 | 339 | 294
2018-05-31 04:00 | 340 | 298
2018-05-31 04:30 | 350 | 309
2018-05-31 05:00 | 356 | 317
2018-05-31 05:30 | 367 | 330
2018-05-31 06:00 | 400 | 367
2018-05-31 06:30 | 471 | 449
2018-05-31 07:00 | 548 | 532
2018-05-31 07:30 | 583 | 570
2018-05-31 08:00 | 573 | 559
2018-05-31 08:30 | 568 | 555
2018-05-31 09:00 | 548 | 534
2018-05-31 09:30 | 516 | 501
2018-05-31 10:00 | 504 | 487
2018-05-31 10:30 | 482 | 464
2018-05-31 11:00 | 478 | 460
2018-05-31 11:30 | 480 | 462
2018-05-31 12:00 | 472 | 453
2018-05-31 12:30 | 462 | 442
2018-05-31 13:00 | 481 | 462
2018-05-31 13:30 | 489 | 471
2018-05-31 14:00 | 490 | 473
2018-05-31 14:30 | 513 | 496
2018-05-31 15:00 | 538 | 523
2018-05-31 15:30 | 542 | 529
2018-05-31 16:00 | 568 | 556
2018-05-31 16:30 | 596 | 586
2018-05-31 17:00 | 613 | 604
2018-05-31 17:30 | 621 | 612
2018-05-31 18:00 | 663 | 656
2018-05-31 18:30 | 658 | 645
2018-05-31 19:00 | 651 | 638
2018-05-31 19:30 | 634 | 619
2018-05-31 20:00 | 648 | 634
2018-05-31 20:30 | 663 | 650
2018-05-31 21:00 | 638 | 625
2018-05-31 21:30 | 572 | 562
2018-05-31 22:00 | 534 | 520
2018-05-31 22:30 | 528 | 512
2018-05-31 23:00 | 487 | 469
2018-05-31 23:30 | 459 | 438
2018-06-01 | 448 | 423
2018-06-01 00:30 | 439 | 411
2018-06-01 01:00 | 436 | 409
2018-06-01 01:30 | 406 | 376
2018-06-01 02:00 | 372 | 337
2018-06-01 02:30 | 350 | 310
2018-06-01 03:00 | 353 | 311
2018-06-01 03:30 | 363 | 322
2018-06-01 04:00 | 356 | 314
2018-06-01 04:30 | 382 | 344
2018-06-01 05:00 | 386 | 349
2018-06-01 05:30 | 434 | 402
2018-06-01 06:00 | 453 | 427
2018-06-01 06:30 | 487 | 465
2018-06-01 07:00 | 555 | 533
2018-06-01 07:30 | 586 | 561
2018-06-01 08:00 | 589 | 564
2018-06-01 08:30 | 585 | 559
2018-06-01 09:00 | 536 | 506
2018-06-01 09:30 | 528 | 496
2018-06-01 10:00 | 500 | 464
2018-06-01 10:30 | 490 | 450
2018-06-01 11:00 | 481 | 440
2018-06-01 11:30 | 493 | 452
2018-06-01 12:00 | 479 | 437
2018-06-01 12:30 | 461 | 416
2018-06-01 13:00 | 463 | 418
2018-06-01 13:30 | 462 | 416
2018-06-01 14:00 | 468 | 424
2018-06-01 14:30 | 506 | 468
2018-06-01 15:00 | 509 | 472
2018-06-01 15:30 | 531 | 497
2018-06-01 16:00 | 577 | 551
2018-06-01 16:30 | 589 | 567
2018-06-01 17:00 | 577 | 554
2018-06-01 17:30 | 611 | 591
2018-06-01 18:00 | 624 | 605
2018-06-01 18:30 | 598 | 577
2018-06-01 19:00 | 580 | 558
2018-06-01 19:30 | 573 | 551
2018-06-01 20:00 | 608 | 589
2018-06-01 20:30 | 628 | 609
2018-06-01 21:00 | 603 | 583
2018-06-01 21:30 | 598 | 577
2018-06-01 22:00 | 561 | 539
2018-06-01 22:30 | 560 | 548
2018-06-01 23:00 | 528 | 513
2018-06-01 23:30 | 522 | 506
2018-06-02 | 495 | 477
2018-06-02 00:30 | 489 | 468
2018-06-02 01:00 | 450 | 425
2018-06-02 01:30 | 449 | 424
2018-06-02 02:00 | 420 | 392
2018-06-02 02:30 | 389 | 357
2018-06-02 03:00 | 396 | 364
2018-06-02 03:30 | 391 | 358
2018-06-02 04:00 | 389 | 356
2018-06-02 04:30 | 391 | 359
2018-06-02 05:00 | 398 | 366
2018-06-02 05:30 | 421 | 392
2018-06-02 06:00 | 410 | 381
2018-06-02 06:30 | 424 | 397
2018-06-02 07:00 | 483 | 463
2018-06-02 07:30 | 539 | 522
2018-06-02 08:00 | 590 | 576
2018-06-02 08:30 | 616 | 604
2018-06-02 09:00 | 613 | 601
2018-06-02 09:30 | 594 | 582
2018-06-02 10:00 | 577 | 564
2018-06-02 10:30 | 545 | 530
2018-06-02 11:00 | 502 | 484
2018-06-02 11:30 | 469 | 449
2018-06-02 12:00 | 457 | 436
2018-06-02 12:30 | 449 | 428
2018-06-02 13:00 | 471 | 451
2018-06-02 13:30 | 465 | 445
2018-06-02 14:00 | 475 | 456
2018-06-02 14:30 | 463 | 443
2018-06-02 15:00 | 471 | 452
2018-06-02 15:30 | 487 | 469
2018-06-02 16:00 | 534 | 519
2018-06-02 16:30 | 575 | 563
2018-06-02 17:00 | 610 | 599
2018-06-02 17:30 | 601 | 590
2018-06-02 18:00 | 610 | 600
2018-06-02 18:30 | 592 | 582
2018-06-02 19:00 | 570 | 558
2018-06-02 19:30 | 559 | 547
2018-06-02 20:00 | 573 | 561
2018-06-02 20:30 | 611 | 601
2018-06-02 21:00 | 598 | 587
2018-06-02 21:30 | 579 | 567
2018-06-02 22:00 | 570 | 558
2018-06-02 22:30 | 520 | 505
2018-06-02 23:00 | 508 | 490
2018-06-02 23:30 | 483 | 463
2018-06-03 | 449 | 426
2018-06-03 00:30 | 455 | 431
2018-06-03 01:00 | 447 | 421
2018-06-03 01:30 | 435 | 408
2018-06-03 02:00 | 415 | 387
2018-06-03 02:30 | 415 | 387
2018-06-03 03:00 | 400 | 369
2018-06-03 03:30 | 385 | 349
2018-06-03 04:00 | 373 | 336
2018-06-03 04:30 | 351 | 311
2018-06-03 05:00 | 343 | 302
2018-06-03 05:30 | 364 | 326
2018-06-03 06:00 | 378 | 341
2018-06-03 06:30 | 401 | 372
2018-06-03 07:00 | 425 | 399
2018-06-03 07:30 | 460 | 436
2018-06-03 08:00 | 493 | 473
2018-06-03 08:30 | 507 | 489
2018-06-03 09:00 | 540 | 523
2018-06-03 09:30 | 550 | 535
2018-06-03 10:00 | 505 | 487
2018-06-03 10:30 | 479 | 459
2018-06-03 11:00 | 467 | 446
2018-06-03 11:30 | 440 | 416
2018-06-03 12:00 | 410 | 383
2018-06-03 12:30 | 393 | 364
2018-06-03 13:00 | 389 | 359
2018-06-03 13:30 | 404 | 377
2018-06-03 14:00 | 441 | 417
2018-06-03 14:30 | 429 | 404
2018-06-03 15:00 | 430 | 405
2018-06-03 15:30 | 482 | 462
2018-06-03 16:00 | 529 | 512
2018-06-03 16:30 | 562 | 546
2018-06-03 17:00 | 580 | 568
2018-06-03 17:30 | 573 | 562
2018-06-03 18:00 | 565 | 554
2018-06-03 18:30 | 543 | 531
2018-06-03 19:00 | 540 | 528
2018-06-03 19:30 | 546 | 534
2018-06-03 20:00 | 552 | 540
2018-06-03 20:30 | 552 | 540
2018-06-03 21:00 | 545 | 533
2018-06-03 21:30 | 540 | 526
2018-06-03 22:00 | 529 | 514
2018-06-03 22:30 | 489 | 471
2018-06-03 23:00 | 478 | 458
2018-06-03 23:30 | 485 | 465
2018-06-04 | 464 | 442
2018-06-04 00:30 | 442 | 416
2018-06-04 01:00 | 437 | 410
2018-06-04 01:30 | 430 | 402
2018-06-04 02:00 | 444 | 418
2018-06-04 02:30 | 416 | 387
2018-06-04 03:00 | 417 | 389
2018-06-04 03:30 | 404 | 374
2018-06-04 04:00 | 387 | 356
2018-06-04 04:30 | 385 | 354
2018-06-04 05:00 | 390 | 359
2018-06-04 05:30 | 438 | 412
2018-06-04 06:00 | 493 | 474
2018-06-04 06:30 | 554 | 539
2018-06-04 07:00 | 619 | 608
2018-06-04 07:30 | 624 | 613
2018-06-04 08:00 | 639 | 629
2018-06-04 08:30 | 642 | 632
2018-06-04 09:00 | 623 | 612
2018-06-04 09:30 | 651 | 641
2018-06-04 10:00 | 628 | 616
2018-06-04 10:30 | 636 | 615
2018-06-04 11:00 | 624 | 601
2018-06-04 11:30 | 593 | 567
2018-06-04 12:00 | 576 | 547
2018-06-04 12:30 | 576 | 546
2018-06-04 13:00 | 593 | 565
2018-06-04 13:30 | 572 | 542
2018-06-04 14:00 | 591 | 564
2018-06-04 14:30 | 595 | 568
2018-06-04 15:00 | 608 | 582
2018-06-04 15:30 | 621 | 596
2018-06-04 16:00 | 643 | 620
2018-06-04 16:30 | 662 | 640
2018-06-04 17:00 | 669 | 649
2018-06-04 17:30 | 667 | 647
2018-06-04 18:00 | 667 | 647
2018-06-04 18:30 | 645 | 624
2018-06-04 19:00 | 643 | 622
2018-06-04 19:30 | 635 | 613
2018-06-04 20:00 | 645 | 624
2018-06-04 20:30 | 647 | 626
2018-06-04 21:00 | 623 | 599
2018-06-04 21:30 | 605 | 580
2018-06-04 22:00 | 565 | 545
2018-06-04 22:30 | 531 | 512
2018-06-04 23:00 | 511 | 490
2018-06-04 23:30 | 504 | 483
2018-06-05 | 504 | 482
2018-06-05 00:30 | 494 | 469
2018-06-05 01:00 | 485 | 459
2018-06-05 01:30 | 461 | 433
2018-06-05 02:00 | 448 | 419
2018-06-05 02:30 | 458 | 430
2018-06-05 03:00 | 418 | 386
2018-06-05 03:30 | 412 | 380
2018-06-05 04:00 | 390 | 356
2018-06-05 04:30 | 374 | 337
2018-06-05 05:00 | 356 | 317
2018-06-05 05:30 | 403 | 370
2018-06-05 06:00 | 495 | 471
2018-06-05 06:30 | 565 | 535
2018-06-05 07:00 | 598 | 572
2018-06-05 07:30 | 621 | 596
2018-06-05 08:00 | 628 | 604
2018-06-05 08:30 | 638 | 616
2018-06-05 09:00 | 633 | 610
2018-06-05 09:30 | 643 | 621
2018-06-05 10:00 | 631 | 608
2018-06-05 10:30 | 614 | 588
2018-06-05 11:00 | 595 | 568
2018-06-05 11:30 | 589 | 561
2018-06-05 12:00 | 562 | 531
2018-06-05 12:30 | 549 | 529
2018-06-05 13:00 | 612 | 596
2018-06-05 13:30 | 653 | 632
2018-06-05 14:00 | 660 | 639
2018-06-05 14:30 | 664 | 644
2018-06-05 15:00 | 647 | 626
2018-06-05 15:30 | 660 | 640
2018-06-05 16:00 | 678 | 659
2018-06-05 16:30 | 696 | 678
2018-06-05 17:00 | 710 | 694
2018-06-05 17:30 | 682 | 664
2018-06-05 18:00 | 614 | 591
2018-06-05 18:30 | 629 | 609
2018-06-05 19:00 | 649 | 630
2018-06-05 19:30 | 668 | 648
2018-06-05 20:00 | 678 | 660
2018-06-05 20:30 | 646 | 624
2018-06-05 21:00 | 644 | 622
2018-06-05 21:30 | 626 | 602
2018-06-05 22:00 | 620 | 597
2018-06-05 22:30 | 612 | 598
2018-06-05 23:00 | 605 | 590
2018-06-05 23:30 | 614 | 599
2018-06-06 | 593 | 578
2018-06-06 00:30 | 572 | 555
2018-06-06 01:00 | 559 | 541
2018-06-06 01:30 | 527 | 508
2018-06-06 02:00 | 527 | 508
2018-06-06 02:30 | 551 | 535
2018-06-06 03:00 | 544 | 526
2018-06-06 03:30 | 530 | 512
2018-06-06 04:00 | 510 | 490
2018-06-06 04:30 | 501 | 481
2018-06-06 05:00 | 500 | 479
2018-06-06 05:30 | 531 | 513
2018-06-06 06:00 | 554 | 538
2018-06-06 06:30 | 599 | 586
2018-06-06 07:00 | 647 | 635
2018-06-06 07:30 | 667 | 650
2018-06-06 08:00 | 699 | 685
2018-06-06 08:30 | 701 | 687
2018-06-06 09:00 | 702 | 688
2018-06-06 09:30 | 689 | 673
2018-06-06 10:00 | 709 | 697
2018-06-06 10:30 | 794 | 788
2018-06-06 11:00 | 795 | 788
2018-06-06 11:30 | 756 | 748
2018-06-06 12:00 | 698 | 685
2018-06-06 12:30 | 671 | 656
2018-06-06 13:00 | 670 | 656
2018-06-06 13:30 | 690 | 677
2018-06-06 14:00 | 689 | 676
2018-06-06 14:30 | 669 | 655
2018-06-06 15:00 | 686 | 673
2018-06-06 15:30 | 669 | 655
2018-06-06 16:00 | 693 | 680
2018-06-06 16:30 | 699 | 687
2018-06-06 17:00 | 679 | 666
2018-06-06 17:30 | 675 | 662
2018-06-06 18:00 | 656 | 643
2018-06-06 18:30 | 642 | 627
2018-06-06 19:00 | 630 | 615
2018-06-06 19:30 | 633 | 618
2018-06-06 20:00 | 638 | 622
2018-06-06 20:30 | 650 | 634
2018-06-06 21:00 | 650 | 635
2018-06-06 21:30 | 648 | 640
2018-06-06 22:00 | 617 | 608
2018-06-06 22:30 | 589 | 578
2018-06-06 23:00 | 551 | 538
2018-06-06 23:30 | 529 | 513
2018-06-07 | 509 | 491
2018-06-07 00:30 | 479 | 459
2018-06-07 01:00 | 450 | 425
2018-06-07 01:30 | 409 | 380
2018-06-07 02:00 | 370 | 336
2018-06-07 02:30 | 344 | 305
2018-06-07 03:00 | 332 | 290
2018-06-07 03:30 | 328 | 286
2018-06-07 04:00 | 321 | 277
2018-06-07 04:30 | 310 | 265
2018-06-07 05:00 | 321 | 279
2018-06-07 05:30 | 329 | 288
2018-06-07 06:00 | 351 | 319
2018-06-07 06:30 | 468 | 447
2018-06-07 07:00 | 547 | 534
2018-06-07 07:30 | 601 | 591
2018-06-07 08:00 | 623 | 613
2018-06-07 08:30 | 652 | 643
2018-06-07 09:00 | 666 | 650
2018-06-07 09:30 | 662 | 645
2018-06-07 10:00 | 658 | 641
2018-06-07 10:30 | 657 | 640
2018-06-07 11:00 | 639 | 619
2018-06-07 11:30 | 633 | 613
2018-06-07 12:00 | 633 | 610
2018-06-07 12:30 | 634 | 611
2018-06-07 13:00 | 626 | 603
2018-06-07 13:30 | 606 | 581
2018-06-07 14:00 | 623 | 599
2018-06-07 14:30 | 614 | 592
2018-06-07 15:00 | 604 | 582
2018-06-07 15:30 | 621 | 600
2018-06-07 16:00 | 642 | 623
2018-06-07 16:30 | 645 | 626
2018-06-07 17:00 | 649 | 631
2018-06-07 17:30 | 661 | 645
2018-06-07 18:00 | 661 | 644
2018-06-07 18:30 | 652 | 635
2018-06-07 19:00 | 635 | 616
2018-06-07 19:30 | 620 | 600
2018-06-07 20:00 | 632 | 613
2018-06-07 20:30 | 620 | 600
2018-06-07 21:00 | 622 | 601
2018-06-07 21:30 | 631 | 611
2018-06-07 22:00 | 665 | 646
2018-06-07 22:30 | 607 | 594
2018-06-07 23:00 | 562 | 547
2018-06-07 23:30 | 559 | 542
2018-06-08 | 547 | 529
2018-06-08 00:30 | 527 | 506
2018-06-08 01:00 | 506 | 484
2018-06-08 01:30 | 453 | 426
2018-06-08 02:00 | 435 | 406
2018-06-08 02:30 | 405 | 373
2018-06-08 03:00 | 433 | 403
2018-06-08 03:30 | 414 | 382
2018-06-08 04:00 | 378 | 343
2018-06-08 04:30 | 380 | 345
2018-06-08 05:00 | 363 | 326
2018-06-08 05:30 | 408 | 376
2018-06-08 06:00 | 461 | 436
2018-06-08 06:30 | 517 | 497
2018-06-08 07:00 | 575 | 550
2018-06-08 07:30 | 614 | 590
2018-06-08 08:00 | 625 | 602
2018-06-08 08:30 | 632 | 611
2018-06-08 09:00 | 611 | 589
2018-06-08 09:30 | 564 | 537
2018-06-08 10:00 | 543 | 525
2018-06-08 10:30 | 537 | 520
2018-06-08 11:00 | 540 | 524
2018-06-08 11:30 | 535 | 518
2018-06-08 12:00 | 539 | 523
2018-06-08 12:30 | 526 | 509
2018-06-08 13:00 | 519 | 501
2018-06-08 13:30 | 510 | 491
2018-06-08 14:00 | 527 | 510
2018-06-08 14:30 | 620 | 602
2018-06-08 15:00 | 649 | 628
2018-06-08 15:30 | 647 | 627
2018-06-08 16:00 | 670 | 652
2018-06-08 16:30 | 677 | 659
2018-06-08 17:00 | 648 | 628
2018-06-08 17:30 | 612 | 592
2018-06-08 18:00 | 662 | 644
2018-06-08 18:30 | 644 | 625
2018-06-08 19:00 | 643 | 624
2018-06-08 19:30 | 627 | 606
2018-06-08 20:00 | 626 | 605
2018-06-08 20:30 | 617 | 595
2018-06-08 21:00 | 633 | 612
2018-06-08 21:30 | 645 | 625
2018-06-08 22:00 | 627 | 605
2018-06-08 22:30 | 615 | 593
2018-06-08 23:00 | 574 | 552
2018-06-08 23:30 | 545 | 529
2018-06-09 | 531 | 514
2018-06-09 00:30 | 512 | 493
2018-06-09 01:00 | 523 | 505
2018-06-09 01:30 | 492 | 471
2018-06-09 02:00 | 461 | 436
2018-06-09 02:30 | 460 | 436
2018-06-09 03:00 | 455 | 430
2018-06-09 03:30 | 459 | 434
2018-06-09 04:00 | 436 | 409
2018-06-09 04:30 | 409 | 377
2018-06-09 05:00 | 408 | 375
2018-06-09 05:30 | 408 | 375
2018-06-09 06:00 | 406 | 373
2018-06-09 06:30 | 426 | 395
2018-06-09 07:00 | 425 | 395
2018-06-09 07:30 | 464 | 438
2018-06-09 08:00 | 508 | 486
2018-06-09 08:30 | 541 | 524
2018-06-09 09:00 | 587 | 573
2018-06-09 09:30 | 615 | 595
2018-06-09 10:00 | 609 | 585
2018-06-09 10:30 | 590 | 565
2018-06-09 11:00 | 566 | 538
2018-06-09 11:30 | 561 | 533
2018-06-09 12:00 | 525 | 503
2018-06-09 12:30 | 510 | 491
2018-06-09 13:00 | 506 | 487
2018-06-09 13:30 | 487 | 467
2018-06-09 14:00 | 495 | 476
2018-06-09 14:30 | 505 | 486
2018-06-09 15:00 | 517 | 499
2018-06-09 15:30 | 539 | 523
2018-06-09 16:00 | 542 | 525
2018-06-09 16:30 | 546 | 530
2018-06-09 17:00 | 577 | 561
2018-06-09 17:30 | 599 | 577
2018-06-09 18:00 | 592 | 569
2018-06-09 18:30 | 581 | 558
2018-06-09 19:00 | 578 | 554
2018-06-09 19:30 | 574 | 548
2018-06-09 20:00 | 586 | 560
2018-06-09 20:30 | 601 | 576
2018-06-09 21:00 | 582 | 566
2018-06-09 21:30 | 593 | 579
2018-06-09 22:00 | 594 | 580
2018-06-09 22:30 | 573 | 558
2018-06-09 23:00 | 525 | 507
2018-06-09 23:30 | 509 | 489
2018-06-10 | 465 | 442
2018-06-10 00:30 | 441 | 416
2018-06-10 01:00 | 426 | 399
2018-06-10 01:30 | 386 | 351
2018-06-10 02:00 | 356 | 318
2018-06-10 02:30 | 364 | 322
2018-06-10 03:00 | 351 | 306
2018-06-10 03:30 | 363 | 319
2018-06-10 04:00 | 352 | 308
2018-06-10 04:30 | 352 | 307
2018-06-10 05:00 | 355 | 310
2018-06-10 05:30 | 363 | 321
2018-06-10 06:00 | 329 | 282
2018-06-10 06:30 | 388 | 350
2018-06-10 07:00 | 417 | 383
2018-06-10 07:30 | 450 | 419
2018-06-10 08:00 | 466 | 438
2018-06-10 08:30 | 485 | 460
2018-06-10 09:00 | 471 | 445
2018-06-10 09:30 | 465 | 441
2018-06-10 10:00 | 464 | 439
2018-06-10 10:30 | 436 | 410
2018-06-10 11:00 | 416 | 388
2018-06-10 11:30 | 407 | 377
2018-06-10 12:00 | 382 | 350
2018-06-10 12:30 | 358 | 323
2018-06-10 13:00 | 351 | 315
2018-06-10 13:30 | 372 | 338
2018-06-10 14:00 | 398 | 367
2018-06-10 14:30 | 416 | 387
2018-06-10 15:00 | 423 | 396
2018-06-10 15:30 | 422 | 394
2018-06-10 16:00 | 429 | 403
2018-06-10 16:30 | 460 | 437
2018-06-10 17:00 | 486 | 467
2018-06-10 17:30 | 512 | 495
2018-06-10 18:00 | 525 | 509
2018-06-10 18:30 | 507 | 490
2018-06-10 19:00 | 487 | 468
2018-06-10 19:30 | 462 | 441
2018-06-10 20:00 | 460 | 438
2018-06-10 20:30 | 464 | 443
2018-06-10 21:00 | 435 | 411
2018-06-10 21:30 | 437 | 410
2018-06-10 22:00 | 452 | 424
2018-06-10 22:30 | 417 | 385
2018-06-10 23:00 | 399 | 364
2018-06-10 23:30 | 402 | 368
2018-06-11 | 389 | 352
2018-06-11 00:30 | 382 | 344
2018-06-11 01:00 | 387 | 347
2018-06-11 01:30 | 373 | 331
2018-06-11 02:00 | 365 | 322
2018-06-11 02:30 | 353 | 308
2018-06-11 03:00 | 328 | 278
2018-06-11 03:30 | 315 | 262
2018-06-11 04:00 | 300 | 244
2018-06-11 04:30 | 293 | 237
2018-06-11 05:00 | 307 | 253
2018-06-11 05:30 | 321 | 272
2018-06-11 06:00 | 368 | 329
2018-06-11 06:30 | 411 | 377
2018-06-11 07:00 | 446 | 418
2018-06-11 07:30 | 465 | 435
2018-06-11 08:00 | 504 | 467
2018-06-11 08:30 | 516 | 481
2018-06-11 09:00 | 517 | 482
2018-06-11 09:30 | 478 | 439
2018-06-11 10:00 | 447 | 404
2018-06-11 10:30 | 424 | 378
2018-06-11 11:00 | 413 | 368
2018-06-11 11:30 | 336 | 299
2018-06-11 12:00 | 298 | 256
2018-06-11 12:30 | 287 | 243
2018-06-11 13:00 | 289 | 244
2018-06-11 13:30 | 299 | 256
2018-06-11 14:00 | 321 | 282
2018-06-11 14:30 | 332 | 295
2018-06-11 15:00 | 343 | 308
2018-06-11 15:30 | 351 | 318
2018-06-11 16:00 | 366 | 335
2018-06-11 16:30 | 468 | 446
2018-06-11 17:00 | 520 | 503
2018-06-11 17:30 | 554 | 539
2018-06-11 18:00 | 561 | 549
2018-06-11 18:30 | 549 | 536
2018-06-11 19:00 | 544 | 530
2018-06-11 19:30 | 538 | 525
2018-06-11 20:00 | 525 | 511
2018-06-11 20:30 | 501 | 485
2018-06-11 21:00 | 505 | 489
2018-06-11 21:30 | 498 | 480
2018-06-11 22:00 | 435 | 411
2018-06-11 22:30 | 420 | 393
2018-06-11 23:00 | 404 | 374
2018-06-11 23:30 | 384 | 352
2018-06-12 | 373 | 338
2018-06-12 00:30 | 322 | 274
2018-06-12 01:00 | 313 | 262
2018-06-12 01:30 | 311 | 261
2018-06-12 02:00 | 303 | 251
2018-06-12 02:30 | 298 | 245
2018-06-12 03:00 | 280 | 223
2018-06-12 03:30 | 276 | 217
2018-06-12 04:00 | 279 | 221
2018-06-12 04:30 | 297 | 244
2018-06-12 05:00 | 296 | 243
2018-06-12 05:30 | 323 | 276
2018-06-12 06:00 | 322 | 276
2018-06-12 06:30 | 439 | 411
2018-06-12 07:00 | 513 | 495
2018-06-12 07:30 | 546 | 529
2018-06-12 08:00 | 542 | 525
2018-06-12 08:30 | 556 | 539
2018-06-12 09:00 | 548 | 531
2018-06-12 09:30 | 541 | 523
2018-06-12 10:00 | 538 | 522
2018-06-12 10:30 | 482 | 460
2018-06-12 11:00 | 467 | 445
2018-06-12 11:30 | 473 | 451
2018-06-12 12:00 | 473 | 451
2018-06-12 12:30 | 463 | 439
2018-06-12 13:00 | 461 | 438
2018-06-12 13:30 | 469 | 447
2018-06-12 14:00 | 480 | 459
2018-06-12 14:30 | 519 | 493
2018-06-12 15:00 | 515 | 482
2018-06-12 15:30 | 512 | 479
2018-06-12 16:00 | 486 | 451
2018-06-12 16:30 | 502 | 468
2018-06-12 17:00 | 525 | 494
2018-06-12 17:30 | 530 | 500
2018-06-12 18:00 | 535 | 506
2018-06-12 18:30 | 508 | 477
2018-06-12 19:00 | 508 | 476
2018-06-12 19:30 | 502 | 469
2018-06-12 20:00 | 517 | 485
2018-06-12 20:30 | 533 | 503
2018-06-12 21:00 | 493 | 475
2018-06-12 21:30 | 488 | 470
2018-06-12 22:00 | 453 | 432
2018-06-12 22:30 | 433 | 409
2018-06-12 23:00 | 420 | 395
2018-06-12 23:30 | 397 | 369
2018-06-13 | 371 | 340
2018-06-13 00:30 | 362 | 330
2018-06-13 01:00 | 374 | 343
2018-06-13 01:30 | 350 | 317
2018-06-13 02:00 | 342 | 308
2018-06-13 02:30 | 310 | 271
2018-06-13 03:00 | 284 | 240
2018-06-13 03:30 | 279 | 235
2018-06-13 04:00 | 292 | 249
2018-06-13 04:30 | 302 | 259
2018-06-13 05:00 | 299 | 256
2018-06-13 05:30 | 330 | 292
2018-06-13 06:00 | 385 | 355
2018-06-13 06:30 | 460 | 439
2018-06-13 07:00 | 500 | 483
2018-06-13 07:30 | 536 | 522
2018-06-13 08:00 | 537 | 522
2018-06-13 08:30 | 537 | 523
2018-06-13 09:00 | 537 | 523
2018-06-13 09:30 | 470 | 451
2018-06-13 10:00 | 423 | 399
2018-06-13 10:30 | 405 | 378
2018-06-13 11:00 | 386 | 358
2018-06-13 11:30 | 378 | 349
2018-06-13 12:00 | 357 | 326
2018-06-13 12:30 | 383 | 355
2018-06-13 13:00 | 394 | 367
2018-06-13 13:30 | 380 | 351
2018-06-13 14:00 | 392 | 364
2018-06-13 14:30 | 393 | 366
2018-06-13 15:00 | 364 | 334
2018-06-13 15:30 | 368 | 339
2018-06-13 16:00 | 430 | 406
2018-06-13 16:30 | 462 | 440
2018-06-13 17:00 | 505 | 489
2018-06-13 17:30 | 529 | 515
2018-06-13 18:00 | 564 | 552
2018-06-13 18:30 | 550 | 526
2018-06-13 19:00 | 551 | 527
2018-06-13 19:30 | 532 | 510
2018-06-13 20:00 | 511 | 496
2018-06-13 20:30 | 488 | 471
2018-06-13 21:00 | 486 | 468
2018-06-13 21:30 | 496 | 478
2018-06-13 22:00 | 487 | 469
2018-06-13 22:30 | 476 | 457
2018-06-13 23:00 | 442 | 419
2018-06-13 23:30 | 412 | 386
2018-06-14 | 397 | 369
2018-06-14 00:30 | 384 | 356
2018-06-14 01:00 | 356 | 325
2018-06-14 01:30 | 319 | 283
2018-06-14 02:00 | 291 | 245
2018-06-14 02:30 | 284 | 236
2018-06-14 03:00 | 266 | 215
2018-06-14 03:30 | 249 | 193
2018-06-14 04:00 | 248 | 192
2018-06-14 04:30 | 249 | 193
2018-06-14 05:00 | 260 | 208
2018-06-14 05:30 | 287 | 242
2018-06-14 06:00 | 331 | 294
2018-06-14 06:30 | 429 | 403
2018-06-14 07:00 | 498 | 481
2018-06-14 07:30 | 494 | 479
2018-06-14 08:00 | 484 | 468
2018-06-14 08:30 | 467 | 449
2018-06-14 09:00 | 444 | 426
2018-06-14 09:30 | 457 | 439
2018-06-14 10:00 | 411 | 390
2018-06-14 10:30 | 347 | 321
2018-06-14 11:00 | 309 | 279
2018-06-14 11:30 | 317 | 288
2018-06-14 12:00 | 342 | 315
2018-06-14 12:30 | 357 | 332
2018-06-14 13:00 | 346 | 317
2018-06-14 13:30 | 333 | 302
2018-06-14 14:00 | 375 | 347
2018-06-14 14:30 | 400 | 375
2018-06-14 15:00 | 423 | 399
2018-06-14 15:30 | 460 | 439
2018-06-14 16:00 | 515 | 498
2018-06-14 16:30 | 548 | 523
2018-06-14 17:00 | 575 | 549
2018-06-14 17:30 | 581 | 558
2018-06-14 18:00 | 574 | 549
2018-06-14 18:30 | 529 | 501
2018-06-14 19:00 | 521 | 491
2018-06-14 19:30 | 507 | 474
2018-06-14 20:00 | 512 | 480
2018-06-14 20:30 | 504 | 485
2018-06-14 21:00 | 505 | 486
2018-06-14 21:30 | 488 | 467
2018-06-14 22:00 | 483 | 462
2018-06-14 22:30 | 483 | 462
2018-06-14 23:00 | 455 | 431
2018-06-14 23:30 | 450 | 425
2018-06-15 | 417 | 389
2018-06-15 00:30 | 373 | 340
2018-06-15 01:00 | 335 | 293
2018-06-15 01:30 | 317 | 272
2018-06-15 02:00 | 326 | 282
2018-06-15 02:30 | 306 | 259
2018-06-15 03:00 | 292 | 237
2018-06-15 03:30 | 273 | 213
2018-06-15 04:00 | 252 | 186
2018-06-15 04:30 | 254 | 190
2018-06-15 05:00 | 249 | 182
2018-06-15 05:30 | 281 | 225
2018-06-15 06:00 | 302 | 253
2018-06-15 06:30 | 405 | 372
2018-06-15 07:00 | 486 | 466
2018-06-15 07:30 | 492 | 472
2018-06-15 08:00 | 501 | 482
2018-06-15 08:30 | 477 | 457
2018-06-15 09:00 | 452 | 428
2018-06-15 09:30 | 441 | 417
2018-06-15 10:00 | 379 | 348
2018-06-15 10:30 | 346 | 312
2018-06-15 11:00 | 324 | 287
2018-06-15 11:30 | 294 | 253
2018-06-15 12:00 | 278 | 235
2018-06-15 12:30 | 279 | 236
2018-06-15 13:00 | 306 | 266
2018-06-15 13:30 | 352 | 319
2018-06-15 14:00 | 339 | 304
2018-06-15 14:30 | 312 | 274
2018-06-15 15:00 | 320 | 282
2018-06-15 15:30 | 337 | 301
2018-06-15 16:00 | 367 | 337
2018-06-15 16:30 | 438 | 414
2018-06-15 17:00 | 465 | 443
2018-06-15 17:30 | 530 | 502
2018-06-15 18:00 | 560 | 533
2018-06-15 18:30 | 524 | 492
2018-06-15 19:00 | 519 | 487
2018-06-15 19:30 | 484 | 448
2018-06-15 20:00 | 479 | 441
2018-06-15 20:30 | 503 | 469
2018-06-15 21:00 | 509 | 476
2018-06-15 21:30 | 519 | 486
2018-06-15 22:00 | 472 | 443
2018-06-15 22:30 | 475 | 452
2018-06-15 23:00 | 455 | 430
2018-06-15 23:30 | 431 | 404
2018-06-16 | 419 | 389
2018-06-16 00:30 | 421 | 390
2018-06-16 01:00 | 391 | 358
2018-06-16 01:30 | 354 | 315
2018-06-16 02:00 | 335 | 292
2018-06-16 02:30 | 327 | 279
2018-06-16 03:00 | 274 | 216
2018-06-16 03:30 | 249 | 182
2018-06-16 04:00 | 235 | 163
2018-06-16 04:30 | 247 | 180
2018-06-16 05:00 | 242 | 174
2018-06-16 05:30 | 311 | 262
2018-06-16 06:00 | 374 | 335
2018-06-16 06:30 | 438 | 409
2018-06-16 07:00 | 491 | 469
2018-06-16 07:30 | 503 | 483
2018-06-16 08:00 | 521 | 504
2018-06-16 08:30 | 514 | 497
2018-06-16 09:00 | 501 | 482
2018-06-16 09:30 | 490 | 470
2018-06-16 10:00 | 460 | 437
2018-06-16 10:30 | 413 | 383
2018-06-16 11:00 | 406 | 373
2018-06-16 11:30 | 369 | 328
2018-06-16 12:00 | 356 | 313
2018-06-16 12:30 | 343 | 296
2018-06-16 13:00 | 362 | 318
2018-06-16 13:30 | 356 | 311
2018-06-16 14:00 | 375 | 334
2018-06-16 14:30 | 404 | 366
2018-06-16 15:00 | 443 | 414
2018-06-16 15:30 | 486 | 465
2018-06-16 16:00 | 496 | 476
2018-06-16 16:30 | 518 | 502
2018-06-16 17:00 | 536 | 521
2018-06-16 17:30 | 499 | 484
2018-06-16 18:00 | 514 | 499
2018-06-16 18:30 | 485 | 469
2018-06-16 19:00 | 478 | 461
2018-06-16 19:30 | 476 | 459
2018-06-16 20:00 | 493 | 476
2018-06-16 20:30 | 529 | 514
2018-06-16 21:00 | 516 | 501
2018-06-16 21:30 | 510 | 494
2018-06-16 22:00 | 510 | 493
2018-06-16 22:30 | 482 | 461
2018-06-16 23:00 | 467 | 445
2018-06-16 23:30 | 443 | 417
2018-06-17 | 434 | 407
2018-06-17 00:30 | 404 | 373
2018-06-17 01:00 | 388 | 355
2018-06-17 01:30 | 328 | 287
2018-06-17 02:00 | 297 | 249
2018-06-17 02:30 | 294 | 241
2018-06-17 03:00 | 287 | 231
2018-06-17 03:30 | 275 | 215
2018-06-17 04:00 | 253 | 187
2018-06-17 04:30 | 243 | 173
2018-06-17 05:00 | 265 | 203
2018-06-17 05:30 | 273 | 212
2018-06-17 06:00 | 288 | 231
2018-06-17 06:30 | 301 | 248
2018-06-17 07:00 | 320 | 272
2018-06-17 07:30 | 344 | 303
2018-06-17 08:00 | 349 | 311
2018-06-17 08:30 | 387 | 353
2018-06-17 09:00 | 392 | 359
2018-06-17 09:30 | 371 | 335
2018-06-17 10:00 | 367 | 330
2018-06-17 10:30 | 369 | 333
2018-06-17 11:00 | 370 | 334
2018-06-17 11:30 | 355 | 316
2018-06-17 12:00 | 339 | 298
2018-06-17 12:30 | 324 | 280
2018-06-17 13:00 | 310 | 261
2018-06-17 13:30 | 313 | 262
2018-06-17 14:00 | 308 | 255
2018-06-17 14:30 | 323 | 274
2018-06-17 15:00 | 347 | 306
2018-06-17 15:30 | 355 | 316
2018-06-17 16:00 | 397 | 365
2018-06-17 16:30 | 439 | 415
2018-06-17 17:00 | 519 | 503
2018-06-17 17:30 | 572 | 560
2018-06-17 18:00 | 594 | 584
2018-06-17 18:30 | 592 | 581
2018-06-17 19:00 | 593 | 582
2018-06-17 19:30 | 574 | 562
2018-06-17 20:00 | 576 | 564
2018-06-17 20:30 | 580 | 569
2018-06-17 21:00 | 577 | 565
2018-06-17 21:30 | 561 | 549
2018-06-17 22:00 | 519 | 502
2018-06-17 22:30 | 489 | 469
2018-06-17 23:00 | 455 | 431
2018-06-17 23:30 | 450 | 425
2018-06-18 | 436 | 410
2018-06-18 00:30 | 396 | 366
2018-06-18 01:00 | 354 | 318
2018-06-18 01:30 | 342 | 303
2018-06-18 02:00 | 314 | 267
2018-06-18 02:30 | 318 | 269
2018-06-18 03:00 | 333 | 287
2018-06-18 03:30 | 314 | 265
2018-06-18 04:00 | 304 | 253
2018-06-18 04:30 | 307 | 258
2018-06-18 05:00 | 330 | 285
2018-06-18 05:30 | 372 | 340
2018-06-18 06:00 | 438 | 416
2018-06-18 06:30 | 534 | 520
2018-06-18 07:00 | 565 | 554
2018-06-18 07:30 | 614 | 606
2018-06-18 08:00 | 692 | 680
2018-06-18 08:30 | 677 | 662
2018-06-18 09:00 | 615 | 594
2018-06-18 09:30 | 620 | 599
2018-06-18 10:00 | 551 | 536
2018-06-18 10:30 | 509 | 493
2018-06-18 11:00 | 462 | 442
2018-06-18 11:30 | 417 | 393
2018-06-18 12:00 | 377 | 344
2018-06-18 12:30 | 354 | 316
2018-06-18 13:00 | 370 | 333
2018-06-18 13:30 | 380 | 344
2018-06-18 14:00 | 423 | 389
2018-06-18 14:30 | 526 | 500
2018-06-18 15:00 | 573 | 552
2018-06-18 15:30 | 663 | 650
2018-06-18 16:00 | 802 | 794
2018-06-18 16:30 | 861 | 848
2018-06-18 17:00 | 889 | 878
2018-06-18 17:30 | 875 | 864
2018-06-18 18:00 | 868 | 858
2018-06-18 18:30 | 839 | 827
2018-06-18 19:00 | 822 | 810
2018-06-18 19:30 | 794 | 780
2018-06-18 20:00 | 821 | 807
2018-06-18 20:30 | 831 | 825
2018-06-18 21:00 | 801 | 795
2018-06-18 21:30 | 792 | 786
2018-06-18 22:00 | 741 | 733
2018-06-18 22:30 | 712 | 703
2018-06-18 23:00 | 721 | 712
2018-06-18 23:30 | 720 | 710
2018-06-19 | 701 | 690
2018-06-19 00:30 | 616 | 601
2018-06-19 01:00 | 605 | 588
2018-06-19 01:30 | 583 | 565
2018-06-19 02:00 | 555 | 534
2018-06-19 02:30 | 551 | 529
2018-06-19 03:00 | 527 | 504
2018-06-19 03:30 | 554 | 533
2018-06-19 04:00 | 535 | 512
2018-06-19 04:30 | 525 | 501
2018-06-19 05:00 | 525 | 502
2018-06-19 05:30 | 578 | 560
2018-06-19 06:00 | 655 | 641
2018-06-19 06:30 | 715 | 706
2018-06-19 07:00 | 828 | 824
2018-06-19 07:30 | 870 | 860
2018-06-19 08:00 | 859 | 847
2018-06-19 08:30 | 837 | 824
2018-06-19 09:00 | 827 | 813
2018-06-19 09:30 | 753 | 733
2018-06-19 10:00 | 605 | 587
2018-06-19 10:30 | 539 | 514
2018-06-19 11:00 | 494 | 461
2018-06-19 11:30 | 476 | 438
2018-06-19 12:00 | 444 | 401
2018-06-19 12:30 | 465 | 424
2018-06-19 13:00 | 453 | 413
2018-06-19 13:30 | 427 | 383
2018-06-19 14:00 | 488 | 451
2018-06-19 14:30 | 500 | 467
2018-06-19 15:00 | 560 | 536
2018-06-19 15:30 | 626 | 609
2018-06-19 16:00 | 710 | 700
2018-06-19 16:30 | 815 | 810
2018-06-19 17:00 | 871 | 868
2018-06-19 17:30 | 881 | 878
2018-06-19 18:00 | 874 | 871
2018-06-19 18:30 | 869 | 866
2018-06-19 19:00 | 848 | 845
2018-06-19 19:30 | 839 | 835
2018-06-19 20:00 | 846 | 842
2018-06-19 20:30 | 852 | 849
2018-06-19 21:00 | 820 | 815
2018-06-19 21:30 | 779 | 773
2018-06-19 22:00 | 738 | 731
2018-06-19 22:30 | 740 | 732
2018-06-19 23:00 | 681 | 671
2018-06-19 23:30 | 649 | 637
2018-06-20 | 626 | 612
2018-06-20 00:30 | 548 | 529
2018-06-20 01:00 | 520 | 500
2018-06-20 01:30 | 532 | 511
2018-06-20 02:00 | 524 | 503
2018-06-20 02:30 | 453 | 425
2018-06-20 03:00 | 436 | 407
2018-06-20 03:30 | 447 | 412
2018-06-20 04:00 | 479 | 446
2018-06-20 04:30 | 454 | 419
2018-06-20 05:00 | 467 | 434
2018-06-20 05:30 | 514 | 486
2018-06-20 06:00 | 570 | 547
2018-06-20 06:30 | 694 | 682
2018-06-20 07:00 | 786 | 778
2018-06-20 07:30 | 838 | 833
2018-06-20 08:00 | 844 | 839
2018-06-20 08:30 | 804 | 797
2018-06-20 09:00 | 719 | 709
2018-06-20 09:30 | 620 | 605
2018-06-20 10:00 | 580 | 561
2018-06-20 10:30 | 545 | 523
2018-06-20 11:00 | 485 | 458
2018-06-20 11:30 | 441 | 412
2018-06-20 12:00 | 412 | 380
2018-06-20 12:30 | 433 | 403
2018-06-20 13:00 | 430 | 399
2018-06-20 13:30 | 472 | 445
2018-06-20 14:00 | 508 | 484
2018-06-20 14:30 | 551 | 529
2018-06-20 15:00 | 627 | 611
2018-06-20 15:30 | 660 | 645
2018-06-20 16:00 | 712 | 701
2018-06-20 16:30 | 797 | 789
2018-06-20 17:00 | 904 | 893
2018-06-20 17:30 | 909 | 899
2018-06-20 18:00 | 928 | 920
2018-06-20 18:30 | 911 | 902
2018-06-20 19:00 | 891 | 880
2018-06-20 19:30 | 871 | 860
2018-06-20 20:00 | 876 | 866
2018-06-20 20:30 | 909 | 901
2018-06-20 21:00 | 860 | 849
2018-06-20 21:30 | 843 | 832
2018-06-20 22:00 | 801 | 794
2018-06-20 22:30 | 777 | 770
2018-06-20 23:00 | 693 | 682
2018-06-20 23:30 | 659 | 645
2018-06-21 | 620 | 602
2018-06-21 00:30 | 547 | 524
2018-06-21 01:00 | 511 | 483
2018-06-21 01:30 | 515 | 483
2018-06-21 02:00 | 501 | 469
2018-06-21 02:30 | 481 | 445
2018-06-21 03:00 | 500 | 466
2018-06-21 03:30 | 469 | 431
2018-06-21 04:00 | 502 | 469
2018-06-21 04:30 | 559 | 531
2018-06-21 05:00 | 585 | 561
2018-06-21 05:30 | 628 | 611
2018-06-21 06:00 | 687 | 676
2018-06-21 06:30 | 758 | 751
2018-06-21 07:00 | 800 | 795
2018-06-21 07:30 | 836 | 832
2018-06-21 08:00 | 861 | 858
2018-06-21 08:30 | 938 | 935
2018-06-21 09:00 | 891 | 881
2018-06-21 09:30 | 842 | 830
2018-06-21 10:00 | 833 | 820
2018-06-21 10:30 | 840 | 827
2018-06-21 11:00 | 836 | 822
2018-06-21 11:30 | 835 | 821
2018-06-21 12:00 | 829 | 814
2018-06-21 12:30 | 794 | 776
2018-06-21 13:00 | 750 | 740
2018-06-21 13:30 | 736 | 726
2018-06-21 14:00 | 758 | 747
2018-06-21 14:30 | 845 | 833
2018-06-21 15:00 | 931 | 920
2018-06-21 15:30 | 956 | 946
2018-06-21 16:00 | 989 | 982
2018-06-21 16:30 | 980 | 972
2018-06-21 17:00 | 965 | 957
2018-06-21 17:30 | 977 | 970
2018-06-21 18:00 | 980 | 973
2018-06-21 18:30 | 966 | 959
2018-06-21 19:00 | 956 | 948
2018-06-21 19:30 | 960 | 952
2018-06-21 20:00 | 969 | 961
2018-06-21 20:30 | 973 | 966
2018-06-21 21:00 | 963 | 954
2018-06-21 21:30 | 948 | 939
2018-06-21 22:00 | 895 | 884
2018-06-21 22:30 | 892 | 881
2018-06-21 23:00 | 851 | 837
2018-06-21 23:30 | 804 | 797
2018-06-22 | 758 | 749
2018-06-22 00:30 | 706 | 693
2018-06-22 01:00 | 647 | 630
2018-06-22 01:30 | 595 | 572
2018-06-22 02:00 | 562 | 535
2018-06-22 02:30 | 586 | 562
2018-06-22 03:00 | 543 | 515
2018-06-22 03:30 | 494 | 461
2018-06-22 04:00 | 473 | 435
2018-06-22 04:30 | 476 | 440
2018-06-22 05:00 | 507 | 473
2018-06-22 05:30 | 609 | 589
2018-06-22 06:00 | 680 | 667
2018-06-22 06:30 | 762 | 754
2018-06-22 07:00 | 833 | 828
2018-06-22 07:30 | 862 | 852
2018-06-22 08:00 | 866 | 853
2018-06-22 08:30 | 877 | 865
2018-06-22 09:00 | 854 | 841
2018-06-22 09:30 | 805 | 788
2018-06-22 10:00 | 814 | 798
2018-06-22 10:30 | 782 | 762
2018-06-22 11:00 | 738 | 715
2018-06-22 11:30 | 702 | 685
2018-06-22 12:00 | 653 | 641
2018-06-22 12:30 | 639 | 626
2018-06-22 13:00 | 622 | 608
2018-06-22 13:30 | 641 | 628
2018-06-22 14:00 | 668 | 656
2018-06-22 14:30 | 722 | 713
2018-06-22 15:00 | 772 | 764
2018-06-22 15:30 | 813 | 806
2018-06-22 16:00 | 888 | 885
2018-06-22 16:30 | 935 | 933
2018-06-22 17:00 | 909 | 900
2018-06-22 17:30 | 901 | 891
2018-06-22 18:00 | 901 | 892
2018-06-22 18:30 | 873 | 863
2018-06-22 19:00 | 875 | 864
2018-06-22 19:30 | 853 | 842
2018-06-22 20:00 | 834 | 820
2018-06-22 20:30 | 846 | 833
2018-06-22 21:00 | 844 | 831
2018-06-22 21:30 | 878 | 867
2018-06-22 22:00 | 864 | 854
2018-06-22 22:30 | 847 | 842
2018-06-22 23:00 | 813 | 807
2018-06-22 23:30 | 812 | 805
2018-06-23 | 769 | 759
2018-06-23 00:30 | 693 | 679
2018-06-23 01:00 | 633 | 616
2018-06-23 01:30 | 581 | 560
2018-06-23 02:00 | 594 | 572
2018-06-23 02:30 | 552 | 526
2018-06-23 03:00 | 534 | 504
2018-06-23 03:30 | 525 | 492
2018-06-23 04:00 | 514 | 480
2018-06-23 04:30 | 493 | 456
2018-06-23 05:00 | 465 | 425
2018-06-23 05:30 | 468 | 429
2018-06-23 06:00 | 468 | 430
2018-06-23 06:30 | 538 | 509
2018-06-23 07:00 | 613 | 590
2018-06-23 07:30 | 655 | 635
2018-06-23 08:00 | 715 | 701
2018-06-23 08:30 | 767 | 756
2018-06-23 09:00 | 734 | 721
2018-06-23 09:30 | 705 | 690
2018-06-23 10:00 | 666 | 649
2018-06-23 10:30 | 669 | 652
2018-06-23 11:00 | 608 | 588
2018-06-23 11:30 | 566 | 541
2018-06-23 12:00 | 476 | 444
2018-06-23 12:30 | 421 | 382
2018-06-23 13:00 | 400 | 359
2018-06-23 13:30 | 402 | 362
2018-06-23 14:00 | 404 | 363
2018-06-23 14:30 | 425 | 387
2018-06-23 15:00 | 459 | 424
2018-06-23 15:30 | 435 | 398
2018-06-23 16:00 | 497 | 468
2018-06-23 16:30 | 592 | 571
2018-06-23 17:00 | 698 | 684
2018-06-23 17:30 | 721 | 709
2018-06-23 18:00 | 745 | 730
2018-06-23 18:30 | 747 | 727
2018-06-23 19:00 | 751 | 732
2018-06-23 19:30 | 725 | 703
2018-06-23 20:00 | 745 | 725
2018-06-23 20:30 | 807 | 791
2018-06-23 21:00 | 806 | 790
2018-06-23 21:30 | 804 | 788
2018-06-23 22:00 | 796 | 778
2018-06-23 22:30 | 783 | 768
2018-06-23 23:00 | 736 | 726
2018-06-23 23:30 | 707 | 695
2018-06-24 | 675 | 661
2018-06-24 00:30 | 581 | 561
2018-06-24 01:00 | 481 | 452
2018-06-24 01:30 | 463 | 426
2018-06-24 02:00 | 451 | 411
2018-06-24 02:30 | 441 | 400
2018-06-24 03:00 | 454 | 414
2018-06-24 03:30 | 434 | 392
2018-06-24 04:00 | 460 | 421
2018-06-24 04:30 | 419 | 375
2018-06-24 05:00 | 375 | 323
2018-06-24 05:30 | 354 | 299
2018-06-24 06:00 | 374 | 323
2018-06-24 06:30 | 440 | 399
2018-06-24 07:00 | 474 | 437
2018-06-24 07:30 | 495 | 461
2018-06-24 08:00 | 536 | 506
2018-06-24 08:30 | 552 | 523
2018-06-24 09:00 | 567 | 539
2018-06-24 09:30 | 571 | 544
2018-06-24 10:00 | 514 | 481
2018-06-24 10:30 | 425 | 381
2018-06-24 11:00 | 401 | 353
2018-06-24 11:30 | 383 | 333
2018-06-24 12:00 | 361 | 306
2018-06-24 12:30 | 329 | 264
2018-06-24 13:00 | 327 | 262
2018-06-24 13:30 | 321 | 254
2018-06-24 14:00 | 341 | 279
2018-06-24 14:30 | 378 | 323
2018-06-24 15:00 | 403 | 353
2018-06-24 15:30 | 409 | 362
2018-06-24 16:00 | 438 | 397
2018-06-24 16:30 | 507 | 476
2018-06-24 17:00 | 612 | 589
2018-06-24 17:30 | 658 | 640
2018-06-24 18:00 | 694 | 681
2018-06-24 18:30 | 683 | 670
2018-06-24 19:00 | 671 | 656
2018-06-24 19:30 | 672 | 657
2018-06-24 20:00 | 698 | 684
2018-06-24 20:30 | 667 | 651
2018-06-24 21:00 | 662 | 646
2018-06-24 21:30 | 621 | 602
2018-06-24 22:00 | 607 | 586
2018-06-24 22:30 | 616 | 596
2018-06-24 23:00 | 608 | 587
2018-06-24 23:30 | 581 | 558
2018-06-25 | 555 | 529
2018-06-25 00:30 | 534 | 507
2018-06-25 01:00 | 463 | 426
2018-06-25 01:30 | 419 | 374
2018-06-25 02:00 | 412 | 365
2018-06-25 02:30 | 423 | 378
2018-06-25 03:00 | 447 | 406
2018-06-25 03:30 | 451 | 410
2018-06-25 04:00 | 432 | 389
2018-06-25 04:30 | 406 | 358
2018-06-25 05:00 | 424 | 378
2018-06-25 05:30 | 439 | 397
2018-06-25 06:00 | 538 | 510
2018-06-25 06:30 | 691 | 676
2018-06-25 07:00 | 794 | 785
2018-06-25 07:30 | 769 | 761
2018-06-25 08:00 | 819 | 813
2018-06-25 08:30 | 821 | 815
2018-06-25 09:00 | 812 | 805
2018-06-25 09:30 | 760 | 750
2018-06-25 10:00 | 714 | 702
2018-06-25 10:30 | 707 | 695
2018-06-25 11:00 | 665 | 651
2018-06-25 11:30 | 628 | 612
2018-06-25 12:00 | 639 | 625
2018-06-25 12:30 | 615 | 599
2018-06-25 13:00 | 627 | 612
2018-06-25 13:30 | 603 | 587
2018-06-25 14:00 | 646 | 632
2018-06-25 14:30 | 679 | 667
2018-06-25 15:00 | 667 | 654
2018-06-25 15:30 | 675 | 663
2018-06-25 16:00 | 696 | 685
2018-06-25 16:30 | 691 | 678
2018-06-25 17:00 | 750 | 740
2018-06-25 17:30 | 764 | 755
2018-06-25 18:00 | 823 | 817
2018-06-25 18:30 | 812 | 807
2018-06-25 19:00 | 818 | 813
2018-06-25 19:30 | 797 | 792
2018-06-25 20:00 | 803 | 798
2018-06-25 20:30 | 798 | 793
2018-06-25 21:00 | 792 | 786
2018-06-25 21:30 | 787 | 780
2018-06-25 22:00 | 711 | 701
2018-06-25 22:30 | 766 | 757
2018-06-25 23:00 | 703 | 690
2018-06-25 23:30 | 665 | 650
2018-06-26 | 581 | 560
2018-06-26 00:30 | 524 | 498
2018-06-26 01:00 | 471 | 436
2018-06-26 01:30 | 424 | 383
2018-06-26 02:00 | 373 | 324
2018-06-26 02:30 | 348 | 296
2018-06-26 03:00 | 350 | 293
2018-06-26 03:30 | 339 | 277
2018-06-26 04:00 | 310 | 241
2018-06-26 04:30 | 344 | 283
2018-06-26 05:00 | 341 | 281
2018-06-26 05:30 | 387 | 336
2018-06-26 06:00 | 479 | 444
2018-06-26 06:30 | 637 | 620
2018-06-26 07:00 | 688 | 675
2018-06-26 07:30 | 693 | 682
2018-06-26 08:00 | 739 | 731
2018-06-26 08:30 | 774 | 767
2018-06-26 09:00 | 737 | 727
2018-06-26 09:30 | 749 | 741
2018-06-26 10:00 | 693 | 683
2018-06-26 10:30 | 654 | 641
2018-06-26 11:00 | 676 | 665
2018-06-26 11:30 | 682 | 671
2018-06-26 12:00 | 696 | 686
2018-06-26 12:30 | 694 | 683
2018-06-26 13:00 | 690 | 680
2018-06-26 13:30 | 707 | 697
2018-06-26 14:00 | 716 | 706
2018-06-26 14:30 | 711 | 702
2018-06-26 15:00 | 726 | 717
2018-06-26 15:30 | 711 | 702
2018-06-26 16:00 | 715 | 706
2018-06-26 16:30 | 749 | 742
2018-06-26 17:00 | 779 | 772
2018-06-26 17:30 | 788 | 774
2018-06-26 18:00 | 805 | 791
2018-06-26 18:30 | 798 | 784
2018-06-26 19:00 | 776 | 760
2018-06-26 19:30 | 772 | 756
2018-06-26 20:00 | 801 | 786
2018-06-26 20:30 | 801 | 786
2018-06-26 21:00 | 797 | 782
2018-06-26 21:30 | 733 | 723
2018-06-26 22:00 | 699 | 687
2018-06-26 22:30 | 722 | 710
2018-06-26 23:00 | 673 | 659
2018-06-26 23:30 | 662 | 647
2018-06-27 | 566 | 542
2018-06-27 00:30 | 483 | 450
2018-06-27 01:00 | 445 | 408
2018-06-27 01:30 | 401 | 358
2018-06-27 02:00 | 356 | 305
2018-06-27 02:30 | 335 | 279
2018-06-27 03:00 | 350 | 297
2018-06-27 03:30 | 363 | 312
2018-06-27 04:00 | 358 | 306
2018-06-27 04:30 | 382 | 334
2018-06-27 05:00 | 397 | 352
2018-06-27 05:30 | 417 | 375
2018-06-27 06:00 | 450 | 414
2018-06-27 06:30 | 622 | 605
2018-06-27 07:00 | 705 | 693
2018-06-27 07:30 | 744 | 737
2018-06-27 08:00 | 865 | 862
2018-06-27 08:30 | 914 | 908
2018-06-27 09:00 | 875 | 865
2018-06-27 09:30 | 914 | 907
2018-06-27 10:00 | 947 | 940
2018-06-27 10:30 | 912 | 904
2018-06-27 11:00 | 919 | 912
2018-06-27 11:30 | 880 | 870
2018-06-27 12:00 | 894 | 885
2018-06-27 12:30 | 914 | 906
2018-06-27 13:00 | 947 | 940
2018-06-27 13:30 | 945 | 938
2018-06-27 14:00 | 936 | 928
2018-06-27 14:30 | 947 | 940
2018-06-27 15:00 | 883 | 873
2018-06-27 15:30 | 888 | 879
2018-06-27 16:00 | 899 | 890
2018-06-27 16:30 | 929 | 922
2018-06-27 17:00 | 927 | 920
2018-06-27 17:30 | 883 | 874
2018-06-27 18:00 | 931 | 924
2018-06-27 18:30 | 936 | 930
2018-06-27 19:00 | 910 | 902
2018-06-27 19:30 | 871 | 861
2018-06-27 20:00 | 875 | 865
2018-06-27 20:30 | 912 | 904
2018-06-27 21:00 | 878 | 867
2018-06-27 21:30 | 867 | 857
2018-06-27 22:00 | 764 | 758
2018-06-27 22:30 | 767 | 760
2018-06-27 23:00 | 768 | 761
2018-06-27 23:30 | 641 | 628
2018-06-28 | 605 | 588
2018-06-28 00:30 | 496 | 466
2018-06-28 01:00 | 429 | 390
2018-06-28 01:30 | 416 | 375
2018-06-28 02:00 | 396 | 352
2018-06-28 02:30 | 394 | 348
2018-06-28 03:00 | 400 | 355
2018-06-28 03:30 | 392 | 347
2018-06-28 04:00 | 390 | 344
2018-06-28 04:30 | 393 | 347
2018-06-28 05:00 | 393 | 347
2018-06-28 05:30 | 416 | 375
2018-06-28 06:00 | 430 | 395
2018-06-28 06:30 | 527 | 503
2018-06-28 07:00 | 646 | 631
2018-06-28 07:30 | 727 | 716
2018-06-28 08:00 | 819 | 813
2018-06-28 08:30 | 778 | 771
2018-06-28 09:00 | 771 | 762
2018-06-28 09:30 | 788 | 779
2018-06-28 10:00 | 778 | 769
2018-06-28 10:30 | 737 | 726
2018-06-28 11:00 | 729 | 718
2018-06-28 11:30 | 756 | 746
2018-06-28 12:00 | 756 | 746
2018-06-28 12:30 | 742 | 731
2018-06-28 13:00 | 756 | 745
2018-06-28 13:30 | 728 | 717
2018-06-28 14:00 | 670 | 656
2018-06-28 14:30 | 696 | 681
2018-06-28 15:00 | 747 | 723
2018-06-28 15:30 | 764 | 743
2018-06-28 16:00 | 786 | 767
2018-06-28 16:30 | 790 | 771
2018-06-28 17:00 | 784 | 765
2018-06-28 17:30 | 780 | 761
2018-06-28 18:00 | 777 | 758
2018-06-28 18:30 | 752 | 730
2018-06-28 19:00 | 744 | 722
2018-06-28 19:30 | 727 | 704
2018-06-28 20:00 | 766 | 746
2018-06-28 20:30 | 768 | 747
2018-06-28 21:00 | 762 | 740
2018-06-28 21:30 | 759 | 737
2018-06-28 22:00 | 748 | 725
2018-06-28 22:30 | 724 | 711
2018-06-28 23:00 | 684 | 670
2018-06-28 23:30 | 671 | 656
2018-06-29 | 654 | 637
2018-06-29 00:30 | 582 | 559
2018-06-29 01:00 | 486 | 450
2018-06-29 01:30 | 420 | 374
2018-06-29 02:00 | 376 | 320
2018-06-29 02:30 | 345 | 282
2018-06-29 03:00 | 328 | 261
2018-06-29 03:30 | 328 | 261
2018-06-29 04:00 | 335 | 269
2018-06-29 04:30 | 331 | 264
2018-06-29 05:00 | 330 | 264
2018-06-29 05:30 | 355 | 296
2018-06-29 06:00 | 440 | 399
2018-06-29 06:30 | 554 | 527
2018-06-29 07:00 | 642 | 624
2018-06-29 07:30 | 676 | 662
2018-06-29 08:00 | 733 | 723
2018-06-29 08:30 | 714 | 703
2018-06-29 09:00 | 677 | 663
2018-06-29 09:30 | 684 | 669
2018-06-29 10:00 | 655 | 638
2018-06-29 10:30 | 649 | 633
2018-06-29 11:00 | 589 | 569
2018-06-29 11:30 | 515 | 488
2018-06-29 12:00 | 506 | 477
2018-06-29 12:30 | 477 | 445
2018-06-29 13:00 | 461 | 428
2018-06-29 13:30 | 470 | 440
2018-06-29 14:00 | 485 | 457
2018-06-29 14:30 | 511 | 484
2018-06-29 15:00 | 537 | 513
2018-06-29 15:30 | 559 | 537
2018-06-29 16:00 | 616 | 597
2018-06-29 16:30 | 670 | 655
2018-06-29 17:00 | 676 | 662
2018-06-29 17:30 | 646 | 632
2018-06-29 18:00 | 567 | 551
2018-06-29 18:30 | 494 | 476
2018-06-29 19:00 | 539 | 524
2018-06-29 19:30 | 524 | 507
2018-06-29 20:00 | 512 | 495
2018-06-29 20:30 | 539 | 523
2018-06-29 21:00 | 521 | 503
2018-06-29 21:30 | 524 | 506
2018-06-29 22:00 | 505 | 486
2018-06-29 22:30 | 521 | 502
2018-06-29 23:00 | 510 | 490
2018-06-29 23:30 | 503 | 482
2018-06-30 | 464 | 440
2018-06-30 00:30 | 400 | 370
2018-06-30 01:00 | 302 | 255
2018-06-30 01:30 | 253 | 191
2018-06-30 02:00 | 238 | 163
2018-06-30 02:30 | 234 | 154
2018-06-30 03:00 | 235 | 156
2018-06-30 03:30 | 233 | 152
2018-06-30 04:00 | 234 | 154
2018-06-30 04:30 | 242 | 165
2018-06-30 05:00 | 236 | 156
2018-06-30 05:30 | 246 | 173
2018-06-30 06:00 | 263 | 197
2018-06-30 06:30 | 280 | 219
2018-06-30 07:00 | 348 | 303
2018-06-30 07:30 | 384 | 347
2018-06-30 08:00 | 495 | 470
2018-06-30 08:30 | 533 | 511
2018-06-30 09:00 | 534 | 514
2018-06-30 09:30 | 533 | 513
2018-06-30 10:00 | 501 | 479
2018-06-30 10:30 | 445 | 419
2018-06-30 11:00 | 398 | 367
2018-06-30 11:30 | 354 | 317
2018-06-30 12:00 | 328 | 287
2018-06-30 12:30 | 323 | 281
2018-06-30 13:00 | 280 | 229
2018-06-30 13:30 | 282 | 232
2018-06-30 14:00 | 281 | 230
2018-06-30 14:30 | 289 | 240
2018-06-30 15:00 | 279 | 228
2018-06-30 15:30 | 290 | 242
2018-06-30 16:00 | 374 | 339
2018-06-30 16:30 | 422 | 394
2018-06-30 17:00 | 488 | 465
2018-06-30 17:30 | 508 | 489
2018-06-30 18:00 | 515 | 498
2018-06-30 18:30 | 518 | 501
2018-06-30 19:00 | 516 | 499
2018-06-30 19:30 | 511 | 494
2018-06-30 20:00 | 522 | 505
2018-06-30 20:30 | 554 | 539
2018-06-30 21:00 | 546 | 531
2018-06-30 21:30 | 508 | 488
2018-06-30 22:00 | 496 | 475
2018-06-30 22:30 | 519 | 499
2018-06-30 23:00 | 506 | 485
2018-06-30 23:30 | 498 | 476
2018-07-01 | 461 | 435
2018-07-01 00:30 | 393 | 355
2018-07-01 01:00 | 342 | 294
2018-07-01 01:30 | 309 | 253
2018-07-01 02:00 | 286 | 226
2018-07-01 02:30 | 280 | 218
2018-07-01 03:00 | 272 | 208
2018-07-01 03:30 | 269 | 205
2018-07-01 04:00 | 257 | 189
2018-07-01 04:30 | 260 | 192
2018-07-01 05:00 | 261 | 192
2018-07-01 05:30 | 264 | 197
2018-07-01 06:00 | 284 | 225
2018-07-01 06:30 | 304 | 250
2018-07-01 07:00 | 343 | 297
2018-07-01 07:30 | 353 | 310
2018-07-01 08:00 | 452 | 423
2018-07-01 08:30 | 526 | 507
2018-07-01 09:00 | 533 | 515
2018-07-01 09:30 | 554 | 538
2018-07-01 10:00 | 541 | 525
2018-07-01 10:30 | 527 | 510
2018-07-01 11:00 | 519 | 501
2018-07-01 11:30 | 435 | 411
2018-07-01 12:00 | 394 | 365
2018-07-01 12:30 | 381 | 352
2018-07-01 13:00 | 346 | 314
2018-07-01 13:30 | 309 | 271
2018-07-01 14:00 | 314 | 277
2018-07-01 14:30 | 313 | 275
2018-07-01 15:00 | 329 | 293
2018-07-01 15:30 | 372 | 342
2018-07-01 16:00 | 425 | 401
2018-07-01 16:30 | 509 | 491
2018-07-01 17:00 | 536 | 520
2018-07-01 17:30 | 570 | 554
2018-07-01 18:00 | 585 | 559
2018-07-01 18:30 | 565 | 538
2018-07-01 19:00 | 557 | 531
2018-07-01 19:30 | 523 | 506
2018-07-01 20:00 | 527 | 509
2018-07-01 20:30 | 530 | 512
2018-07-01 21:00 | 512 | 493
2018-07-01 21:30 | 513 | 494
2018-07-01 22:00 | 503 | 483
2018-07-01 22:30 | 494 | 472
2018-07-01 23:00 | 469 | 444
2018-07-01 23:30 | 437 | 409
2018-07-02 | 331 | 287
2018-07-02 00:30 | 295 | 241
2018-07-02 01:00 | 287 | 230
2018-07-02 01:30 | 271 | 211
2018-07-02 02:00 | 244 | 175
2018-07-02 02:30 | 237 | 164
2018-07-02 03:00 | 245 | 175
2018-07-02 03:30 | 252 | 184
2018-07-02 04:00 | 253 | 186
2018-07-02 04:30 | 259 | 194
2018-07-02 05:00 | 265 | 203
2018-07-02 05:30 | 260 | 198
2018-07-02 06:00 | 315 | 269
2018-07-02 06:30 | 409 | 378
2018-07-02 07:00 | 497 | 475
2018-07-02 07:30 | 525 | 507
2018-07-02 08:00 | 543 | 530
2018-07-02 08:30 | 402 | 396
2018-07-02 09:00 | 402 | 396
2018-07-02 09:30 | 404 | 399
2018-07-02 10:00 | 404 | 399
2018-07-02 10:30 | 370 | 364
2018-07-02 11:00 | 359 | 351
2018-07-02 11:30 | 362 | 355
2018-07-02 12:00 | 352 | 345
2018-07-02 12:30 | 327 | 318
2018-07-02 13:00 | 315 | 306
2018-07-02 13:30 | 300 | 289
2018-07-02 14:00 | 297 | 285
2018-07-02 14:30 | 327 | 318
2018-07-02 15:00 | 343 | 334
2018-07-02 15:30 | 346 | 338
2018-07-02 16:00 | 375 | 369
2018-07-02 16:30 | 528 | 516
2018-07-02 17:00 | 597 | 585
2018-07-02 17:30 | 594 | 583
2018-07-02 18:00 | 586 | 575
2018-07-02 18:30 | 570 | 558
2018-07-02 19:00 | 568 | 555
2018-07-02 19:30 | 557 | 543
2018-07-02 20:00 | 562 | 549
2018-07-02 20:30 | 560 | 547
2018-07-02 21:00 | 517 | 500
2018-07-02 21:30 | 495 | 477
2018-07-02 22:00 | 507 | 490
2018-07-02 22:30 | 489 | 470
2018-07-02 23:00 | 463 | 439
2018-07-02 23:30 | 413 | 383
2018-07-03 | 389 | 356
2018-07-03 00:30 | 354 | 314
2018-07-03 01:00 | 294 | 240
2018-07-03 01:30 | 259 | 196
2018-07-03 02:00 | 242 | 172
2018-07-03 02:30 | 243 | 174
2018-07-03 03:00 | 253 | 188
2018-07-03 03:30 | 254 | 190
2018-07-03 04:00 | 263 | 200
2018-07-03 04:30 | 260 | 197
2018-07-03 05:00 | 266 | 206
2018-07-03 05:30 | 308 | 259
2018-07-03 06:00 | 342 | 300
2018-07-03 06:30 | 418 | 389
2018-07-03 07:00 | 469 | 445
2018-07-03 07:30 | 495 | 475
2018-07-03 08:00 | 519 | 501
2018-07-03 08:30 | 530 | 512
2018-07-03 09:00 | 517 | 499
2018-07-03 09:30 | 493 | 474
2018-07-03 10:00 | 476 | 458
2018-07-03 10:30 | 433 | 411
2018-07-03 11:00 | 367 | 339
2018-07-03 11:30 | 346 | 313
2018-07-03 12:00 | 360 | 329
2018-07-03 12:30 | 363 | 332
2018-07-03 13:00 | 341 | 308
2018-07-03 13:30 | 317 | 277
2018-07-03 14:00 | 314 | 274
2018-07-03 14:30 | 319 | 281
2018-07-03 15:00 | 339 | 304
2018-07-03 15:30 | 342 | 307
2018-07-03 16:00 | 385 | 356
2018-07-03 16:30 | 446 | 423
2018-07-03 17:00 | 506 | 487
2018-07-03 17:30 | 525 | 508
2018-07-03 18:00 | 519 | 502
2018-07-03 18:30 | 512 | 494
2018-07-03 19:00 | 505 | 487
2018-07-03 19:30 | 506 | 487
2018-07-03 20:00 | 524 | 506
2018-07-03 20:30 | 528 | 511
2018-07-03 21:00 | 480 | 459
2018-07-03 21:30 | 449 | 425
2018-07-03 22:00 | 439 | 414
2018-07-03 22:30 | 418 | 390
2018-07-03 23:00 | 394 | 362
2018-07-03 23:30 | 380 | 344
2018-07-04 | 328 | 286
2018-07-04 00:30 | 285 | 232
2018-07-04 01:00 | 258 | 197
2018-07-04 01:30 | 272 | 209
2018-07-04 02:00 | 286 | 225
2018-07-04 02:30 | 303 | 247
2018-07-04 03:00 | 337 | 288
2018-07-04 03:30 | 308 | 252
2018-07-04 04:00 | 319 | 267
2018-07-04 04:30 | 315 | 262
2018-07-04 05:00 | 298 | 241
2018-07-04 05:30 | 330 | 281
2018-07-04 06:00 | 357 | 318
2018-07-04 06:30 | 415 | 383
2018-07-04 07:00 | 484 | 460
2018-07-04 07:30 | 528 | 509
2018-07-04 08:00 | 572 | 557
2018-07-04 08:30 | 601 | 581
2018-07-04 09:00 | 554 | 524
2018-07-04 09:30 | 468 | 427
2018-07-04 10:00 | 425 | 395
2018-07-04 10:30 | 389 | 360
2018-07-04 11:00 | 373 | 343
2018-07-04 11:30 | 361 | 330
2018-07-04 12:00 | 358 | 327
2018-07-04 12:30 | 360 | 329
2018-07-04 13:00 | 347 | 313
2018-07-04 13:30 | 371 | 339
2018-07-04 14:00 | 362 | 330
2018-07-04 14:30 | 350 | 316
2018-07-04 15:00 | 353 | 319
2018-07-04 15:30 | 375 | 344
2018-07-04 16:00 | 384 | 355
2018-07-04 16:30 | 421 | 395
2018-07-04 17:00 | 492 | 472
2018-07-04 17:30 | 584 | 565
2018-07-04 18:00 | 614 | 592
2018-07-04 18:30 | 601 | 577
2018-07-04 19:00 | 596 | 573
2018-07-04 19:30 | 574 | 548
2018-07-04 20:00 | 569 | 541
2018-07-04 20:30 | 580 | 554
2018-07-04 21:00 | 549 | 520
2018-07-04 21:30 | 498 | 472
2018-07-04 22:00 | 449 | 425
2018-07-04 22:30 | 438 | 413
2018-07-04 23:00 | 416 | 388
2018-07-04 23:30 | 425 | 396
2018-07-05 | 376 | 341
2018-07-05 00:30 | 328 | 285
2018-07-05 01:00 | 325 | 281
2018-07-05 01:30 | 317 | 273
2018-07-05 02:00 | 290 | 238
2018-07-05 02:30 | 288 | 234
2018-07-05 03:00 | 288 | 233
2018-07-05 03:30 | 286 | 231
2018-07-05 04:00 | 282 | 226
2018-07-05 04:30 | 287 | 232
2018-07-05 05:00 | 289 | 236
2018-07-05 05:30 | 280 | 225
2018-07-05 06:00 | 300 | 250
2018-07-05 06:30 | 359 | 321
2018-07-05 07:00 | 417 | 387
2018-07-05 07:30 | 495 | 472
2018-07-05 08:00 | 519 | 499
2018-07-05 08:30 | 513 | 493
2018-07-05 09:00 | 498 | 477
2018-07-05 09:30 | 505 | 484
2018-07-05 10:00 | 476 | 453
2018-07-05 10:30 | 462 | 438
2018-07-05 11:00 | 426 | 398
2018-07-05 11:30 | 405 | 375
2018-07-05 12:00 | 378 | 343
2018-07-05 12:30 | 362 | 326
2018-07-05 13:00 | 375 | 341
2018-07-05 13:30 | 445 | 418
2018-07-05 14:00 | 467 | 442
2018-07-05 14:30 | 428 | 400
2018-07-05 15:00 | 380 | 346
2018-07-05 15:30 | 433 | 406
2018-07-05 16:00 | 456 | 431
2018-07-05 16:30 | 467 | 443
2018-07-05 17:00 | 483 | 460
2018-07-05 17:30 | 518 | 499
2018-07-05 18:00 | 564 | 549
2018-07-05 18:30 | 529 | 512
2018-07-05 19:00 | 507 | 488
2018-07-05 19:30 | 495 | 476
2018-07-05 20:00 | 510 | 491
2018-07-05 20:30 | 511 | 493
2018-07-05 21:00 | 492 | 472
2018-07-05 21:30 | 480 | 459
2018-07-05 22:00 | 430 | 404
2018-07-05 22:30 | 421 | 394
2018-07-05 23:00 | 394 | 363
2018-07-05 23:30 | 369 | 334
2018-07-06 | 336 | 296
2018-07-06 00:30 | 285 | 235
2018-07-06 01:00 | 258 | 198
2018-07-06 01:30 | 258 | 192
2018-07-06 02:00 | 244 | 172
2018-07-06 02:30 | 248 | 178
2018-07-06 03:00 | 251 | 182
2018-07-06 03:30 | 255 | 188
2018-07-06 04:00 | 254 | 186
2018-07-06 04:30 | 253 | 185
2018-07-06 05:00 | 253 | 185
2018-07-06 05:30 | 304 | 252
2018-07-06 06:00 | 321 | 275
2018-07-06 06:30 | 403 | 370
2018-07-06 07:00 | 490 | 469
2018-07-06 07:30 | 534 | 517
2018-07-06 08:00 | 553 | 538
2018-07-06 08:30 | 549 | 535
2018-07-06 09:00 | 508 | 492
2018-07-06 09:30 | 510 | 484
2018-07-06 10:00 | 506 | 476
2018-07-06 10:30 | 478 | 445
2018-07-06 11:00 | 452 | 415
2018-07-06 11:30 | 426 | 386
2018-07-06 12:00 | 415 | 374
2018-07-06 12:30 | 439 | 401
2018-07-06 13:00 | 431 | 391
2018-07-06 13:30 | 396 | 358
2018-07-06 14:00 | 396 | 369
2018-07-06 14:30 | 408 | 383
2018-07-06 15:00 | 422 | 399
2018-07-06 15:30 | 416 | 392
2018-07-06 16:00 | 425 | 401
2018-07-06 16:30 | 480 | 460
2018-07-06 17:00 | 496 | 479
2018-07-06 17:30 | 529 | 514
2018-07-06 18:00 | 561 | 549
2018-07-06 18:30 | 551 | 539
2018-07-06 19:00 | 522 | 508
2018-07-06 19:30 | 488 | 471
2018-07-06 20:00 | 474 | 456
2018-07-06 20:30 | 435 | 415
2018-07-06 21:00 | 420 | 398
2018-07-06 21:30 | 400 | 375
2018-07-06 22:00 | 397 | 372
2018-07-06 22:30 | 393 | 367
2018-07-06 23:00 | 376 | 349
2018-07-06 23:30 | 361 | 327
2018-07-07 | 344 | 309
2018-07-07 00:30 | 283 | 232
2018-07-07 01:00 | 275 | 214
2018-07-07 01:30 | 268 | 205
2018-07-07 02:00 | 254 | 178
2018-07-07 02:30 | 245 | 162
2018-07-07 03:00 | 248 | 166
2018-07-07 03:30 | 243 | 159
2018-07-07 04:00 | 246 | 164
2018-07-07 04:30 | 257 | 180
2018-07-07 05:00 | 249 | 168
2018-07-07 05:30 | 257 | 180
2018-07-07 06:00 | 264 | 190
2018-07-07 06:30 | 271 | 210
2018-07-07 07:00 | 270 | 212
2018-07-07 07:30 | 292 | 242
2018-07-07 08:00 | 338 | 297
2018-07-07 08:30 | 384 | 350
2018-07-07 09:00 | 420 | 391
2018-07-07 09:30 | 445 | 421
2018-07-07 10:00 | 393 | 364
2018-07-07 10:30 | 366 | 339
2018-07-07 11:00 | 360 | 331
2018-07-07 11:30 | 298 | 260
2018-07-07 12:00 | 269 | 225
2018-07-07 12:30 | 267 | 222
2018-07-07 13:00 | 262 | 211
2018-07-07 13:30 | 266 | 214
2018-07-07 14:00 | 258 | 204
2018-07-07 14:30 | 262 | 202
2018-07-07 15:00 | 263 | 204
2018-07-07 15:30 | 261 | 201
2018-07-07 16:00 | 313 | 266
2018-07-07 16:30 | 377 | 341
2018-07-07 17:00 | 450 | 421
2018-07-07 17:30 | 486 | 466
2018-07-07 18:00 | 499 | 480
2018-07-07 18:30 | 504 | 485
2018-07-07 19:00 | 498 | 479
2018-07-07 19:30 | 495 | 476
2018-07-07 20:00 | 484 | 463
2018-07-07 20:30 | 472 | 450
2018-07-07 21:00 | 428 | 401
2018-07-07 21:30 | 404 | 376
2018-07-07 22:00 | 382 | 350
2018-07-07 22:30 | 377 | 343
2018-07-07 23:00 | 362 | 326
2018-07-07 23:30 | 359 | 321
2018-07-08 | 344 | 303
2018-07-08 00:30 | 281 | 226
2018-07-08 01:00 | 250 | 179
2018-07-08 01:30 | 243 | 165
2018-07-08 02:00 | 228 | 133
2018-07-08 02:30 | 234 | 143
2018-07-08 03:00 | 228 | 134
2018-07-08 03:30 | 229 | 134
2018-07-08 04:00 | 235 | 145
2018-07-08 04:30 | 235 | 146
2018-07-08 05:00 | 222 | 123
2018-07-08 05:30 | 229 | 141
2018-07-08 06:00 | 240 | 165
2018-07-08 06:30 | 241 | 168
2018-07-08 07:00 | 251 | 182
2018-07-08 07:30 | 261 | 196
2018-07-08 08:00 | 310 | 258
2018-07-08 08:30 | 337 | 292
2018-07-08 09:00 | 323 | 276
2018-07-08 09:30 | 292 | 236
2018-07-08 10:00 | 274 | 214
2018-07-08 10:30 | 268 | 206
2018-07-08 11:00 | 267 | 204
2018-07-08 11:30 | 272 | 210
2018-07-08 12:00 | 266 | 202
2018-07-08 12:30 | 269 | 206
2018-07-08 13:00 | 263 | 199
2018-07-08 13:30 | 262 | 198
2018-07-08 14:00 | 263 | 199
2018-07-08 14:30 | 269 | 207
2018-07-08 15:00 | 277 | 216
2018-07-08 15:30 | 268 | 206
2018-07-08 16:00 | 272 | 213
2018-07-08 16:30 | 328 | 282
2018-07-08 17:00 | 440 | 411
2018-07-08 17:30 | 490 | 468
2018-07-08 18:00 | 502 | 484
2018-07-08 18:30 | 507 | 490
2018-07-08 19:00 | 513 | 496
2018-07-08 19:30 | 520 | 503
2018-07-08 20:00 | 508 | 491
2018-07-08 20:30 | 507 | 489
2018-07-08 21:00 | 520 | 503
2018-07-08 21:30 | 491 | 472
2018-07-08 22:00 | 450 | 428
2018-07-08 22:30 | 429 | 405
2018-07-08 23:00 | 371 | 340
2018-07-08 23:30 | 311 | 268
2018-07-09 | 264 | 210
2018-07-09 00:30 | 249 | 190
2018-07-09 01:00 | 233 | 170
2018-07-09 01:30 | 237 | 166
2018-07-09 02:00 | 217 | 135
2018-07-09 02:30 | 215 | 132
2018-07-09 03:00 | 219 | 134
2018-07-09 03:30 | 225 | 134
2018-07-09 04:00 | 227 | 138
2018-07-09 04:30 | 229 | 142
2018-07-09 05:00 | 228 | 141
2018-07-09 05:30 | 267 | 199
2018-07-09 06:00 | 306 | 255
2018-07-09 06:30 | 387 | 355
2018-07-09 07:00 | 504 | 484
2018-07-09 07:30 | 550 | 535
2018-07-09 08:00 | 565 | 551
2018-07-09 08:30 | 576 | 562
2018-07-09 09:00 | 564 | 549
2018-07-09 09:30 | 516 | 498
2018-07-09 10:00 | 456 | 433
2018-07-09 10:30 | 418 | 391
2018-07-09 11:00 | 385 | 353
2018-07-09 11:30 | 351 | 313
2018-07-09 12:00 | 330 | 289
2018-07-09 12:30 | 310 | 265
2018-07-09 13:00 | 308 | 261
2018-07-09 13:30 | 309 | 264
2018-07-09 14:00 | 313 | 268
2018-07-09 14:30 | 316 | 273
2018-07-09 15:00 | 354 | 318
2018-07-09 15:30 | 370 | 337
2018-07-09 16:00 | 432 | 405
2018-07-09 16:30 | 483 | 461
2018-07-09 17:00 | 532 | 515
2018-07-09 17:30 | 570 | 558
2018-07-09 18:00 | 617 | 608
2018-07-09 18:30 | 629 | 621
2018-07-09 19:00 | 629 | 621
2018-07-09 19:30 | 567 | 556
2018-07-09 20:00 | 483 | 467
2018-07-09 20:30 | 593 | 584
2018-07-09 21:00 | 624 | 616
2018-07-09 21:30 | 638 | 621
2018-07-09 22:00 | 609 | 587
2018-07-09 22:30 | 478 | 453
2018-07-09 23:00 | 456 | 432
2018-07-09 23:30 | 442 | 417
2018-07-10 | 409 | 380
2018-07-10 00:30 | 358 | 319
2018-07-10 01:00 | 320 | 272
2018-07-10 01:30 | 307 | 254
2018-07-10 02:00 | 293 | 237
2018-07-10 02:30 | 282 | 224
2018-07-10 03:00 | 273 | 212
2018-07-10 03:30 | 258 | 191
2018-07-10 04:00 | 264 | 200
2018-07-10 04:30 | 268 | 205
2018-07-10 05:00 | 256 | 190
2018-07-10 05:30 | 285 | 227
2018-07-10 06:00 | 337 | 292
2018-07-10 06:30 | 426 | 398
2018-07-10 07:00 | 495 | 474
2018-07-10 07:30 | 511 | 493
2018-07-10 08:00 | 540 | 524
2018-07-10 08:30 | 566 | 551
2018-07-10 09:00 | 562 | 546
2018-07-10 09:30 | 552 | 534
2018-07-10 10:00 | 545 | 527
2018-07-10 10:30 | 522 | 502
2018-07-10 11:00 | 498 | 476
2018-07-10 11:30 | 438 | 412
2018-07-10 12:00 | 417 | 389
2018-07-10 12:30 | 383 | 349
2018-07-10 13:00 | 353 | 317
2018-07-10 13:30 | 355 | 319
2018-07-10 14:00 | 357 | 322
2018-07-10 14:30 | 356 | 321
2018-07-10 15:00 | 397 | 367
2018-07-10 15:30 | 424 | 397
2018-07-10 16:00 | 428 | 401
2018-07-10 16:30 | 478 | 456
2018-07-10 17:00 | 518 | 499
2018-07-10 17:30 | 521 | 504
2018-07-10 18:00 | 525 | 508
2018-07-10 18:30 | 519 | 502
2018-07-10 19:00 | 508 | 490
2018-07-10 19:30 | 512 | 495
2018-07-10 20:00 | 521 | 504
2018-07-10 20:30 | 528 | 511
2018-07-10 21:00 | 526 | 508
2018-07-10 21:30 | 541 | 524
2018-07-10 22:00 | 576 | 561
2018-07-10 22:30 | 563 | 547
2018-07-10 23:00 | 541 | 524
2018-07-10 23:30 | 499 | 477
2018-07-11 | 462 | 438
2018-07-11 00:30 | 359 | 320
2018-07-11 01:00 | 313 | 265
2018-07-11 01:30 | 308 | 259
2018-07-11 02:00 | 268 | 211
2018-07-11 02:30 | 261 | 200
2018-07-11 03:00 | 252 | 189
2018-07-11 03:30 | 250 | 187
2018-07-11 04:00 | 252 | 189
2018-07-11 04:30 | 263 | 204
2018-07-11 05:00 | 256 | 194
2018-07-11 05:30 | 280 | 227
2018-07-11 06:00 | 339 | 298
2018-07-11 06:30 | 431 | 402
2018-07-11 07:00 | 478 | 456
2018-07-11 07:30 | 502 | 483
2018-07-11 08:00 | 529 | 511
2018-07-11 08:30 | 547 | 531
2018-07-11 09:00 | 533 | 515
2018-07-11 09:30 | 545 | 527
2018-07-11 10:00 | 540 | 522
2018-07-11 10:30 | 527 | 508
2018-07-11 11:00 | 461 | 437
2018-07-11 11:30 | 425 | 398
2018-07-11 12:00 | 366 | 331
2018-07-11 12:30 | 366 | 332
2018-07-11 13:00 | 380 | 347
2018-07-11 13:30 | 383 | 351
2018-07-11 14:00 | 404 | 375
2018-07-11 14:30 | 430 | 404
2018-07-11 15:00 | 447 | 422
2018-07-11 15:30 | 466 | 442
2018-07-11 16:00 | 479 | 457
2018-07-11 16:30 | 536 | 513
2018-07-11 17:00 | 569 | 542
2018-07-11 17:30 | 577 | 550
2018-07-11 18:00 | 584 | 558
2018-07-11 18:30 | 571 | 544
2018-07-11 19:00 | 562 | 534
2018-07-11 19:30 | 559 | 531
2018-07-11 20:00 | 566 | 538
2018-07-11 20:30 | 576 | 548
2018-07-11 21:00 | 589 | 562
2018-07-11 21:30 | 594 | 567
2018-07-11 22:00 | 568 | 538
2018-07-11 22:30 | 569 | 540
2018-07-11 23:00 | 540 | 521
2018-07-11 23:30 | 538 | 518
2018-07-12 | 534 | 514
2018-07-12 00:30 | 436 | 408
2018-07-12 01:00 | 348 | 307
2018-07-12 01:30 | 317 | 269
2018-07-12 02:00 | 301 | 244
2018-07-12 02:30 | 298 | 238
2018-07-12 03:00 | 297 | 238
2018-07-12 03:30 | 286 | 223
2018-07-12 04:00 | 284 | 219
2018-07-12 04:30 | 277 | 211
2018-07-12 05:00 | 277 | 211
2018-07-12 05:30 | 304 | 247
2018-07-12 06:00 | 344 | 296
2018-07-12 06:30 | 429 | 396
2018-07-12 07:00 | 536 | 516
2018-07-12 07:30 | 592 | 562
2018-07-12 08:00 | 634 | 610
2018-07-12 08:30 | 674 | 656
2018-07-12 09:00 | 670 | 652
2018-07-12 09:30 | 657 | 637
2018-07-12 10:00 | 629 | 608
2018-07-12 10:30 | 589 | 563
2018-07-12 11:00 | 552 | 523
2018-07-12 11:30 | 509 | 474
2018-07-12 12:00 | 454 | 425
2018-07-12 12:30 | 378 | 347
2018-07-12 13:00 | 364 | 331
2018-07-12 13:30 | 357 | 324
2018-07-12 14:00 | 352 | 317
2018-07-12 14:30 | 371 | 339
2018-07-12 15:00 | 393 | 364
2018-07-12 15:30 | 423 | 397
2018-07-12 16:00 | 498 | 478
2018-07-12 16:30 | 554 | 538
2018-07-12 17:00 | 613 | 596
2018-07-12 17:30 | 629 | 608
2018-07-12 18:00 | 658 | 639
2018-07-12 18:30 | 649 | 629
2018-07-12 19:00 | 624 | 603
2018-07-12 19:30 | 624 | 603
2018-07-12 20:00 | 639 | 619
2018-07-12 20:30 | 654 | 635
2018-07-12 21:00 | 654 | 634
2018-07-12 21:30 | 645 | 624
2018-07-12 22:00 | 637 | 616
2018-07-12 22:30 | 649 | 630
2018-07-12 23:00 | 668 | 649
2018-07-12 23:30 | 646 | 627
2018-07-13 | 609 | 596
2018-07-13 00:30 | 507 | 487
2018-07-13 01:00 | 420 | 390
2018-07-13 01:30 | 350 | 312
2018-07-13 02:00 | 316 | 273
2018-07-13 02:30 | 310 | 262
2018-07-13 03:00 | 320 | 271
2018-07-13 03:30 | 297 | 243
2018-07-13 04:00 | 285 | 229
2018-07-13 04:30 | 280 | 221
2018-07-13 05:00 | 273 | 213
2018-07-13 05:30 | 290 | 234
2018-07-13 06:00 | 316 | 268
2018-07-13 06:30 | 427 | 400
2018-07-13 07:00 | 539 | 521
2018-07-13 07:30 | 574 | 560
2018-07-13 08:00 | 620 | 606
2018-07-13 08:30 | 648 | 627
2018-07-13 09:00 | 645 | 625
2018-07-13 09:30 | 642 | 621
2018-07-13 10:00 | 625 | 603
2018-07-13 10:30 | 579 | 552
2018-07-13 11:00 | 532 | 506
2018-07-13 11:30 | 431 | 405
2018-07-13 12:00 | 357 | 323
2018-07-13 12:30 | 357 | 323
2018-07-13 13:00 | 320 | 281
2018-07-13 13:30 | 307 | 267
2018-07-13 14:00 | 312 | 271
2018-07-13 14:30 | 305 | 264
2018-07-13 15:00 | 313 | 273
2018-07-13 15:30 | 304 | 263
2018-07-13 16:00 | 316 | 278
2018-07-13 16:30 | 350 | 315
2018-07-13 17:00 | 371 | 340
2018-07-13 17:30 | 387 | 357
2018-07-13 18:00 | 390 | 363
2018-07-13 18:30 | 461 | 432
2018-07-13 19:00 | 550 | 522
2018-07-13 19:30 | 552 | 524
2018-07-13 20:00 | 569 | 543
2018-07-13 20:30 | 609 | 587
2018-07-13 21:00 | 632 | 611
2018-07-13 21:30 | 647 | 627
2018-07-13 22:00 | 651 | 631
2018-07-13 22:30 | 660 | 640
2018-07-13 23:00 | 666 | 648
2018-07-13 23:30 | 627 | 608
2018-07-14 | 573 | 558
2018-07-14 00:30 | 515 | 494
2018-07-14 01:00 | 486 | 462
2018-07-14 01:30 | 426 | 397
2018-07-14 02:00 | 370 | 334
2018-07-14 02:30 | 329 | 283
2018-07-14 03:00 | 315 | 265
2018-07-14 03:30 | 329 | 281
2018-07-14 04:00 | 325 | 276
2018-07-14 04:30 | 312 | 261
2018-07-14 05:00 | 293 | 237
2018-07-14 05:30 | 285 | 229
2018-07-14 06:00 | 302 | 250
2018-07-14 06:30 | 359 | 318
2018-07-14 07:00 | 451 | 426
2018-07-14 07:30 | 498 | 477
2018-07-14 08:00 | 558 | 542
2018-07-14 08:30 | 614 | 597
2018-07-14 09:00 | 634 | 612
2018-07-14 09:30 | 601 | 577
2018-07-14 10:00 | 581 | 555
2018-07-14 10:30 | 504 | 478
2018-07-14 11:00 | 388 | 359
2018-07-14 11:30 | 343 | 308
2018-07-14 12:00 | 321 | 278
2018-07-14 12:30 | 315 | 269
2018-07-14 13:00 | 317 | 267
2018-07-14 13:30 | 311 | 262
2018-07-14 14:00 | 311 | 262
2018-07-14 14:30 | 301 | 251
2018-07-14 15:00 | 303 | 252
2018-07-14 15:30 | 304 | 254
2018-07-14 16:00 | 325 | 279
2018-07-14 16:30 | 391 | 360
2018-07-14 17:00 | 517 | 499
2018-07-14 17:30 | 590 | 569
2018-07-14 18:00 | 588 | 565
2018-07-14 18:30 | 596 | 575
2018-07-14 19:00 | 590 | 568
2018-07-14 19:30 | 597 | 575
2018-07-14 20:00 | 612 | 592
2018-07-14 20:30 | 633 | 614
2018-07-14 21:00 | 622 | 602
2018-07-14 21:30 | 626 | 605
2018-07-14 22:00 | 617 | 596
2018-07-14 22:30 | 614 | 593
2018-07-14 23:00 | 608 | 585
2018-07-14 23:30 | 575 | 557
2018-07-15 | 558 | 543
2018-07-15 00:30 | 445 | 420
2018-07-15 01:00 | 355 | 316
2018-07-15 01:30 | 298 | 246
2018-07-15 02:00 | 280 | 223
2018-07-15 02:30 | 241 | 171
2018-07-15 03:00 | 236 | 165
2018-07-15 03:30 | 237 | 165
2018-07-15 04:00 | 235 | 162
2018-07-15 04:30 | 242 | 173
2018-07-15 05:00 | 247 | 179
2018-07-15 05:30 | 258 | 195
2018-07-15 06:00 | 293 | 240
2018-07-15 06:30 | 326 | 281
2018-07-15 07:00 | 377 | 341
2018-07-15 07:30 | 436 | 407
2018-07-15 08:00 | 492 | 468
2018-07-15 08:30 | 550 | 533
2018-07-15 09:00 | 573 | 557
2018-07-15 09:30 | 576 | 559
2018-07-15 10:00 | 535 | 516
2018-07-15 10:30 | 469 | 443
2018-07-15 11:00 | 394 | 356
2018-07-15 11:30 | 353 | 309
2018-07-15 12:00 | 340 | 295
2018-07-15 12:30 | 340 | 296
2018-07-15 13:00 | 329 | 282
2018-07-15 13:30 | 325 | 277
2018-07-15 14:00 | 320 | 271
2018-07-15 14:30 | 311 | 262
2018-07-15 15:00 | 295 | 242
2018-07-15 15:30 | 316 | 272
2018-07-15 16:00 | 340 | 302
2018-07-15 16:30 | 408 | 380
2018-07-15 17:00 | 481 | 460
2018-07-15 17:30 | 529 | 510
2018-07-15 18:00 | 559 | 533
2018-07-15 18:30 | 595 | 573
2018-07-15 19:00 | 606 | 585
2018-07-15 19:30 | 596 | 573
2018-07-15 20:00 | 605 | 584
2018-07-15 20:30 | 608 | 586
2018-07-15 21:00 | 610 | 589
2018-07-15 21:30 | 618 | 596
2018-07-15 22:00 | 609 | 586
2018-07-15 22:30 | 604 | 581
2018-07-15 23:00 | 570 | 546
2018-07-15 23:30 | 532 | 515
2018-07-16 | 507 | 488
2018-07-16 00:30 | 396 | 366
2018-07-16 01:00 | 358 | 322
2018-07-16 01:30 | 331 | 285
2018-07-16 02:00 | 309 | 259
2018-07-16 02:30 | 308 | 258
2018-07-16 03:00 | 293 | 241
2018-07-16 03:30 | 306 | 256
2018-07-16 04:00 | 298 | 246
2018-07-16 04:30 | 317 | 269
2018-07-16 05:00 | 331 | 286
2018-07-16 05:30 | 349 | 307
2018-07-16 06:00 | 416 | 384
2018-07-16 06:30 | 493 | 472
2018-07-16 07:00 | 559 | 542
2018-07-16 07:30 | 606 | 592
2018-07-16 08:00 | 645 | 626
2018-07-16 08:30 | 677 | 657
2018-07-16 09:00 | 678 | 658
2018-07-16 09:30 | 656 | 635
2018-07-16 10:00 | 633 | 610
2018-07-16 10:30 | 617 | 593
2018-07-16 11:00 | 587 | 560
2018-07-16 11:30 | 585 | 557
2018-07-16 12:00 | 588 | 561
2018-07-16 12:30 | 570 | 541
2018-07-16 13:00 | 539 | 507
2018-07-16 13:30 | 534 | 501
2018-07-16 14:00 | 555 | 525
2018-07-16 14:30 | 597 | 572
2018-07-16 15:00 | 609 | 585
2018-07-16 15:30 | 603 | 579
2018-07-16 16:00 | 627 | 605
2018-07-16 16:30 | 657 | 638
2018-07-16 17:00 | 674 | 656
2018-07-16 17:30 | 657 | 638
2018-07-16 18:00 | 635 | 615
2018-07-16 18:30 | 607 | 585
2018-07-16 19:00 | 616 | 594
2018-07-16 19:30 | 628 | 606
2018-07-16 20:00 | 633 | 612
2018-07-16 20:30 | 642 | 622
2018-07-16 21:00 | 636 | 615
2018-07-16 21:30 | 650 | 630
2018-07-16 22:00 | 652 | 632
2018-07-16 22:30 | 644 | 629
2018-07-16 23:00 | 613 | 600
2018-07-16 23:30 | 576 | 559
2018-07-17 | 525 | 506
2018-07-17 00:30 | 450 | 423
2018-07-17 01:00 | 401 | 370
2018-07-17 01:30 | 360 | 323
2018-07-17 02:00 | 326 | 280
2018-07-17 02:30 | 305 | 254
2018-07-17 03:00 | 280 | 224
2018-07-17 03:30 | 272 | 213
2018-07-17 04:00 | 274 | 216
2018-07-17 04:30 | 277 | 219
2018-07-17 05:00 | 278 | 222
2018-07-17 05:30 | 295 | 244
2018-07-17 06:00 | 319 | 273
2018-07-17 06:30 | 422 | 395
2018-07-17 07:00 | 528 | 512
2018-07-17 07:30 | 589 | 577
2018-07-17 08:00 | 614 | 603
2018-07-17 08:30 | 543 | 534
2018-07-17 09:00 | 435 | 427
2018-07-17 09:30 | 406 | 396
2018-07-17 10:00 | 348 | 334
2018-07-17 10:30 | 318 | 308
2018-07-17 11:00 | 317 | 309
2018-07-17 11:30 | 290 | 279
2018-07-17 12:00 | 276 | 264
2018-07-17 12:30 | 240 | 224
2018-07-17 13:00 | 236 | 220
2018-07-17 13:30 | 225 | 209
2018-07-17 14:00 | 247 | 233
2018-07-17 14:30 | 264 | 251
2018-07-17 15:00 | 294 | 283
2018-07-17 15:30 | 293 | 283
2018-07-17 16:00 | 358 | 345
2018-07-17 16:30 | 497 | 479
2018-07-17 17:00 | 557 | 544
2018-07-17 17:30 | 576 | 564
2018-07-17 18:00 | 585 | 575
2018-07-17 18:30 | 574 | 563
2018-07-17 19:00 | 567 | 554
2018-07-17 19:30 | 564 | 552
2018-07-17 20:00 | 568 | 556
2018-07-17 20:30 | 585 | 574
2018-07-17 21:00 | 582 | 570
2018-07-17 21:30 | 579 | 568
2018-07-17 22:00 | 575 | 564
2018-07-17 22:30 | 579 | 567
2018-07-17 23:00 | 563 | 551
2018-07-17 23:30 | 557 | 543
2018-07-18 | 531 | 515
2018-07-18 00:30 | 428 | 402
2018-07-18 01:00 | 394 | 365
2018-07-18 01:30 | 366 | 333
2018-07-18 02:00 | 335 | 294
2018-07-18 02:30 | 304 | 254
2018-07-18 03:00 | 279 | 221
2018-07-18 03:30 | 256 | 192
2018-07-18 04:00 | 246 | 179
2018-07-18 04:30 | 245 | 177
2018-07-18 05:00 | 257 | 194
2018-07-18 05:30 | 305 | 256
2018-07-18 06:00 | 366 | 328
2018-07-18 06:30 | 475 | 452
2018-07-18 07:00 | 579 | 564
2018-07-18 07:30 | 629 | 619
2018-07-18 08:00 | 642 | 633
2018-07-18 08:30 | 594 | 586
2018-07-18 09:00 | 460 | 458
2018-07-18 09:30 | 426 | 422
2018-07-18 10:00 | 371 | 365
2018-07-18 10:30 | 340 | 333
2018-07-18 11:00 | 315 | 306
2018-07-18 11:30 | 280 | 266
2018-07-18 12:00 | 228 | 210
2018-07-18 12:30 | 221 | 202
2018-07-18 13:00 | 223 | 204
2018-07-18 13:30 | 244 | 228
2018-07-18 14:00 | 241 | 224
2018-07-18 14:30 | 334 | 301
2018-07-18 15:00 | 272 | 254
2018-07-18 15:30 | 245 | 230
2018-07-18 16:00 | 320 | 311
2018-07-18 16:30 | 364 | 359
2018-07-18 17:00 | 419 | 417
2018-07-18 17:30 | 450 | 448
2018-07-18 18:00 | 449 | 445
2018-07-18 18:30 | 479 | 472
2018-07-18 19:00 | 652 | 637
2018-07-18 19:30 | 655 | 640
2018-07-18 20:00 | 660 | 646
2018-07-18 20:30 | 649 | 634
2018-07-18 21:00 | 652 | 638
2018-07-18 21:30 | 645 | 630
2018-07-18 22:00 | 621 | 613
2018-07-18 22:30 | 599 | 587
2018-07-18 23:00 | 571 | 557
2018-07-18 23:30 | 543 | 527
2018-07-19 | 539 | 523
2018-07-19 00:30 | 435 | 409
2018-07-19 01:00 | 365 | 330
2018-07-19 01:30 | 311 | 263
2018-07-19 02:00 | 306 | 253
2018-07-19 02:30 | 297 | 236
2018-07-19 03:00 | 289 | 224
2018-07-19 03:30 | 276 | 208
2018-07-19 04:00 | 273 | 204
2018-07-19 04:30 | 280 | 214
2018-07-19 05:00 | 286 | 223
2018-07-19 05:30 | 325 | 277
2018-07-19 06:00 | 388 | 356
2018-07-19 06:30 | 513 | 495
2018-07-19 07:00 | 599 | 589
2018-07-19 07:30 | 647 | 639
2018-07-19 08:00 | 720 | 714
2018-07-19 08:30 | 932 | 926
2018-07-19 09:00 | 900 | 889
2018-07-19 09:30 | 885 | 873
2018-07-19 10:00 | 865 | 852
2018-07-19 10:30 | 809 | 791
2018-07-19 11:00 | 772 | 751
2018-07-19 11:30 | 668 | 640
2018-07-19 12:00 | 541 | 515
2018-07-19 12:30 | 567 | 543
2018-07-19 13:00 | 608 | 587
2018-07-19 13:30 | 458 | 431
2018-07-19 14:00 | 386 | 356
2018-07-19 14:30 | 395 | 366
2018-07-19 15:00 | 459 | 436
2018-07-19 15:30 | 516 | 497
2018-07-19 16:00 | 553 | 537
2018-07-19 16:30 | 610 | 598
2018-07-19 17:00 | 646 | 637
2018-07-19 17:30 | 667 | 659
2018-07-19 18:00 | 670 | 663
2018-07-19 18:30 | 685 | 671
2018-07-19 19:00 | 669 | 654
2018-07-19 19:30 | 673 | 658
2018-07-19 20:00 | 668 | 653
2018-07-19 20:30 | 677 | 662
2018-07-19 21:00 | 671 | 655
2018-07-19 21:30 | 676 | 661
2018-07-19 22:00 | 670 | 654
2018-07-19 22:30 | 633 | 617
2018-07-19 23:00 | 615 | 605
2018-07-19 23:30 | 584 | 572
2018-07-20 | 572 | 559
2018-07-20 00:30 | 521 | 505
2018-07-20 01:00 | 470 | 451
2018-07-20 01:30 | 410 | 385
2018-07-20 02:00 | 354 | 315
2018-07-20 02:30 | 326 | 278
2018-07-20 03:00 | 307 | 255
2018-07-20 03:30 | 291 | 235
2018-07-20 04:00 | 304 | 252
2018-07-20 04:30 | 299 | 245
2018-07-20 05:00 | 323 | 275
2018-07-20 05:30 | 360 | 320
2018-07-20 06:00 | 364 | 326
2018-07-20 06:30 | 447 | 420
2018-07-20 07:00 | 569 | 544
2018-07-20 07:30 | 625 | 601
2018-07-20 08:00 | 667 | 647
2018-07-20 08:30 | 673 | 654
2018-07-20 09:00 | 665 | 645
2018-07-20 09:30 | 647 | 627
2018-07-20 10:00 | 634 | 614
2018-07-20 10:30 | 604 | 580
2018-07-20 11:00 | 592 | 569
2018-07-20 11:30 | 514 | 483
2018-07-20 12:00 | 507 | 484
2018-07-20 12:30 | 485 | 466
2018-07-20 13:00 | 510 | 492
2018-07-20 13:30 | 476 | 455
2018-07-20 14:00 | 488 | 468
2018-07-20 14:30 | 502 | 483
2018-07-20 15:00 | 489 | 469
2018-07-20 15:30 | 458 | 436
2018-07-20 16:00 | 460 | 439
2018-07-20 16:30 | 463 | 442
2018-07-20 17:00 | 569 | 545
2018-07-20 17:30 | 631 | 612
2018-07-20 18:00 | 639 | 620
2018-07-20 18:30 | 635 | 616
2018-07-20 19:00 | 632 | 613
2018-07-20 19:30 | 621 | 604
2018-07-20 20:00 | 626 | 616
2018-07-20 20:30 | 641 | 632
2018-07-20 21:00 | 633 | 623
2018-07-20 21:30 | 597 | 586
2018-07-20 22:00 | 559 | 546
2018-07-20 22:30 | 557 | 543
2018-07-20 23:00 | 578 | 564
2018-07-20 23:30 | 537 | 521
2018-07-21 | 528 | 510
2018-07-21 00:30 | 476 | 453
2018-07-21 01:00 | 419 | 389
2018-07-21 01:30 | 370 | 333
2018-07-21 02:00 | 335 | 290
2018-07-21 02:30 | 319 | 267
2018-07-21 03:00 | 294 | 236
2018-07-21 03:30 | 304 | 250
2018-07-21 04:00 | 289 | 231
2018-07-21 04:30 | 294 | 238
2018-07-21 05:00 | 300 | 245
2018-07-21 05:30 | 316 | 265
2018-07-21 06:00 | 326 | 277
2018-07-21 06:30 | 386 | 351
2018-07-21 07:00 | 474 | 451
2018-07-21 07:30 | 540 | 524
2018-07-21 08:00 | 568 | 553
2018-07-21 08:30 | 586 | 573
2018-07-21 09:00 | 605 | 593
2018-07-21 09:30 | 592 | 579
2018-07-21 10:00 | 526 | 509
2018-07-21 10:30 | 483 | 462
2018-07-21 11:00 | 438 | 412
2018-07-21 11:30 | 391 | 360
2018-07-21 12:00 | 367 | 330
2018-07-21 12:30 | 364 | 326
2018-07-21 13:00 | 385 | 351
2018-07-21 13:30 | 383 | 348
2018-07-21 14:00 | 370 | 334
2018-07-21 14:30 | 396 | 363
2018-07-21 15:00 | 404 | 372
2018-07-21 15:30 | 417 | 387
2018-07-21 16:00 | 448 | 421
2018-07-21 16:30 | 551 | 534
2018-07-21 17:00 | 610 | 596
2018-07-21 17:30 | 618 | 607
2018-07-21 18:00 | 616 | 605
2018-07-21 18:30 | 618 | 608
2018-07-21 19:00 | 620 | 611
2018-07-21 19:30 | 612 | 602
2018-07-21 20:00 | 617 | 607
2018-07-21 20:30 | 639 | 631
2018-07-21 21:00 | 636 | 627
2018-07-21 21:30 | 628 | 619
2018-07-21 22:00 | 621 | 612
2018-07-21 22:30 | 620 | 611
2018-07-21 23:00 | 606 | 596
2018-07-21 23:30 | 592 | 580
2018-07-22 | 567 | 553
2018-07-22 00:30 | 478 | 455
2018-07-22 01:00 | 423 | 394
2018-07-22 01:30 | 391 | 356
2018-07-22 02:00 | 361 | 321
2018-07-22 02:30 | 347 | 303
2018-07-22 03:00 | 354 | 311
2018-07-22 03:30 | 351 | 308
2018-07-22 04:00 | 360 | 318
2018-07-22 04:30 | 362 | 320
2018-07-22 05:00 | 359 | 316
2018-07-22 05:30 | 360 | 319
2018-07-22 06:00 | 356 | 317
2018-07-22 06:30 | 375 | 341
2018-07-22 07:00 | 446 | 419
2018-07-22 07:30 | 468 | 444
2018-07-22 08:00 | 539 | 520
2018-07-22 08:30 | 591 | 577
2018-07-22 09:00 | 602 | 580
2018-07-22 09:30 | 605 | 579
2018-07-22 10:00 | 578 | 550
2018-07-22 10:30 | 525 | 491
2018-07-22 11:00 | 394 | 361
2018-07-22 11:30 | 375 | 342
2018-07-22 12:00 | 372 | 339
2018-07-22 12:30 | 368 | 335
2018-07-22 13:00 | 367 | 334
2018-07-22 13:30 | 360 | 325
2018-07-22 14:00 | 357 | 322
2018-07-22 14:30 | 376 | 343
2018-07-22 15:00 | 382 | 350
2018-07-22 15:30 | 404 | 375
2018-07-22 16:00 | 421 | 394
2018-07-22 16:30 | 474 | 454
2018-07-22 17:00 | 556 | 541
2018-07-22 17:30 | 589 | 576
2018-07-22 18:00 | 590 | 578
2018-07-22 18:30 | 598 | 586
2018-07-22 19:00 | 599 | 588
2018-07-22 19:30 | 595 | 583
2018-07-22 20:00 | 613 | 602
2018-07-22 20:30 | 619 | 607
2018-07-22 21:00 | 619 | 608
2018-07-22 21:30 | 611 | 599
2018-07-22 22:00 | 582 | 569
2018-07-22 22:30 | 568 | 553
2018-07-22 23:00 | 554 | 539
2018-07-22 23:30 | 538 | 520
2018-07-23 | 489 | 467
2018-07-23 00:30 | 394 | 362
2018-07-23 01:00 | 388 | 354
2018-07-23 01:30 | 371 | 331
2018-07-23 02:00 | 341 | 294
2018-07-23 02:30 | 317 | 265
2018-07-23 03:00 | 314 | 260
2018-07-23 03:30 | 309 | 254
2018-07-23 04:00 | 304 | 250
2018-07-23 04:30 | 309 | 256
2018-07-23 05:00 | 314 | 263
2018-07-23 05:30 | 340 | 294
2018-07-23 06:00 | 403 | 375
2018-07-23 06:30 | 510 | 489
2018-07-23 07:00 | 587 | 570
2018-07-23 07:30 | 622 | 608
2018-07-23 08:00 | 644 | 632
2018-07-23 08:30 | 654 | 638
2018-07-23 09:00 | 652 | 635
2018-07-23 09:30 | 618 | 599
2018-07-23 10:00 | 574 | 552
2018-07-23 10:30 | 555 | 534
2018-07-23 11:00 | 564 | 544
2018-07-23 11:30 | 536 | 515
2018-07-23 12:00 | 448 | 430
2018-07-23 12:30 | 425 | 406
2018-07-23 13:00 | 413 | 393
2018-07-23 13:30 | 410 | 390
2018-07-23 14:00 | 420 | 401
2018-07-23 14:30 | 417 | 398
2018-07-23 15:00 | 449 | 434
2018-07-23 15:30 | 457 | 444
2018-07-23 16:00 | 476 | 464
2018-07-23 16:30 | 539 | 530
2018-07-23 17:00 | 615 | 609
2018-07-23 17:30 | 646 | 642
2018-07-23 18:00 | 648 | 643
2018-07-23 18:30 | 636 | 631
2018-07-23 19:00 | 636 | 631
2018-07-23 19:30 | 629 | 624
2018-07-23 20:00 | 643 | 638
2018-07-23 20:30 | 656 | 651
2018-07-23 21:00 | 648 | 642
2018-07-23 21:30 | 653 | 647
2018-07-23 22:00 | 629 | 622
2018-07-23 22:30 | 608 | 599
2018-07-23 23:00 | 593 | 583
2018-07-23 23:30 | 565 | 554
2018-07-24 | 526 | 513
2018-07-24 00:30 | 437 | 414
2018-07-24 01:00 | 381 | 351
2018-07-24 01:30 | 348 | 313
2018-07-24 02:00 | 324 | 283
2018-07-24 02:30 | 304 | 260
2018-07-24 03:00 | 310 | 265
2018-07-24 03:30 | 308 | 263
2018-07-24 04:00 | 299 | 251
2018-07-24 04:30 | 286 | 236
2018-07-24 05:00 | 268 | 214
2018-07-24 05:30 | 290 | 241
2018-07-24 06:00 | 365 | 332
2018-07-24 06:30 | 458 | 435
2018-07-24 07:00 | 513 | 495
2018-07-24 07:30 | 567 | 554
2018-07-24 08:00 | 581 | 569
2018-07-24 08:30 | 575 | 562
2018-07-24 09:00 | 530 | 515
2018-07-24 09:30 | 526 | 510
2018-07-24 10:00 | 489 | 470
2018-07-24 10:30 | 440 | 415
2018-07-24 11:00 | 391 | 361
2018-07-24 11:30 | 354 | 321
2018-07-24 12:00 | 316 | 276
2018-07-24 12:30 | 307 | 266
2018-07-24 13:00 | 300 | 257
2018-07-24 13:30 | 305 | 263
2018-07-24 14:00 | 312 | 272
2018-07-24 14:30 | 307 | 266
2018-07-24 15:00 | 346 | 313
2018-07-24 15:30 | 393 | 366
2018-07-24 16:00 | 444 | 422
2018-07-24 16:30 | 480 | 461
2018-07-24 17:00 | 492 | 473
2018-07-24 17:30 | 509 | 493
2018-07-24 18:00 | 518 | 504
2018-07-24 18:30 | 507 | 492
2018-07-24 19:00 | 495 | 479
2018-07-24 19:30 | 500 | 485
2018-07-24 20:00 | 490 | 474
2018-07-24 20:30 | 491 | 474
2018-07-24 21:00 | 499 | 482
2018-07-24 21:30 | 474 | 456
2018-07-24 22:00 | 452 | 432
2018-07-24 22:30 | 443 | 420
2018-07-24 23:00 | 418 | 394
2018-07-24 23:30 | 409 | 384
2018-07-25 | 376 | 347
2018-07-25 00:30 | 315 | 276
2018-07-25 01:00 | 292 | 245
2018-07-25 01:30 | 276 | 223
2018-07-25 02:00 | 255 | 195
2018-07-25 02:30 | 250 | 187
2018-07-25 03:00 | 253 | 191
2018-07-25 03:30 | 248 | 186
2018-07-25 04:00 | 247 | 184
2018-07-25 04:30 | 233 | 163
2018-07-25 05:00 | 244 | 179
2018-07-25 05:30 | 257 | 198
2018-07-25 06:00 | 296 | 246
2018-07-25 06:30 | 414 | 384
2018-07-25 07:00 | 482 | 461
2018-07-25 07:30 | 533 | 518
2018-07-25 08:00 | 562 | 549
2018-07-25 08:30 | 567 | 552
2018-07-25 09:00 | 554 | 538
2018-07-25 09:30 | 560 | 544
2018-07-25 10:00 | 554 | 538
2018-07-25 10:30 | 515 | 498
2018-07-25 11:00 | 449 | 427
2018-07-25 11:30 | 419 | 395
2018-07-25 12:00 | 413 | 387
2018-07-25 12:30 | 415 | 390
2018-07-25 13:00 | 403 | 376
2018-07-25 13:30 | 397 | 371
2018-07-25 14:00 | 428 | 405
2018-07-25 14:30 | 428 | 404
2018-07-25 15:00 | 432 | 408
2018-07-25 15:30 | 416 | 391
2018-07-25 16:00 | 458 | 437
2018-07-25 16:30 | 512 | 495
2018-07-25 17:00 | 555 | 541
2018-07-25 17:30 | 581 | 568
2018-07-25 18:00 | 590 | 575
2018-07-25 18:30 | 584 | 561
2018-07-25 19:00 | 586 | 563
2018-07-25 19:30 | 592 | 570
2018-07-25 20:00 | 602 | 581
2018-07-25 20:30 | 598 | 577
2018-07-25 21:00 | 603 | 581
2018-07-25 21:30 | 579 | 556
2018-07-25 22:00 | 560 | 532
2018-07-25 22:30 | 545 | 525
2018-07-25 23:00 | 511 | 495
2018-07-25 23:30 | 466 | 445
2018-07-26 | 442 | 418
2018-07-26 00:30 | 396 | 365
2018-07-26 01:00 | 357 | 320
2018-07-26 01:30 | 315 | 271
2018-07-26 02:00 | 293 | 245
2018-07-26 02:30 | 281 | 226
2018-07-26 03:00 | 275 | 219
2018-07-26 03:30 | 273 | 216
2018-07-26 04:00 | 274 | 218
2018-07-26 04:30 | 269 | 212
2018-07-26 05:00 | 280 | 226
2018-07-26 05:30 | 301 | 251
2018-07-26 06:00 | 331 | 288
2018-07-26 06:30 | 407 | 375
2018-07-26 07:00 | 480 | 456
2018-07-26 07:30 | 673 | 657
2018-07-26 08:00 | 785 | 772
2018-07-26 08:30 | 785 | 773
2018-07-26 09:00 | 790 | 778
2018-07-26 09:30 | 785 | 759
2018-07-26 10:00 | 770 | 741
2018-07-26 10:30 | 672 | 643
2018-07-26 11:00 | 611 | 585
2018-07-26 11:30 | 567 | 538
2018-07-26 12:00 | 538 | 506
2018-07-26 12:30 | 512 | 477
2018-07-26 13:00 | 475 | 436
2018-07-26 13:30 | 484 | 446
2018-07-26 14:00 | 509 | 474
2018-07-26 14:30 | 516 | 482
2018-07-26 15:00 | 532 | 499
2018-07-26 15:30 | 591 | 564
2018-07-26 16:00 | 606 | 581
2018-07-26 16:30 | 630 | 606
2018-07-26 17:00 | 684 | 666
2018-07-26 17:30 | 653 | 630
2018-07-26 18:00 | 595 | 572
2018-07-26 18:30 | 583 | 560
2018-07-26 19:00 | 572 | 549
2018-07-26 19:30 | 551 | 525
2018-07-26 20:00 | 561 | 536
2018-07-26 20:30 | 568 | 544
2018-07-26 21:00 | 565 | 539
2018-07-26 21:30 | 548 | 524
2018-07-26 22:00 | 518 | 502
2018-07-26 22:30 | 537 | 522
2018-07-26 23:00 | 528 | 512
2018-07-26 23:30 | 511 | 493
2018-07-27 | 478 | 456
2018-07-27 00:30 | 403 | 374
2018-07-27 01:00 | 344 | 305
2018-07-27 01:30 | 304 | 253
2018-07-27 02:00 | 273 | 216
2018-07-27 02:30 | 253 | 189
2018-07-27 03:00 | 256 | 194
2018-07-27 03:30 | 250 | 186
2018-07-27 04:00 | 263 | 204
2018-07-27 04:30 | 253 | 190
2018-07-27 05:00 | 261 | 201
2018-07-27 05:30 | 300 | 252
2018-07-27 06:00 | 332 | 289
2018-07-27 06:30 | 410 | 379
2018-07-27 07:00 | 459 | 429
2018-07-27 07:30 | 505 | 471
2018-07-27 08:00 | 505 | 469
2018-07-27 08:30 | 522 | 487
2018-07-27 09:00 | 526 | 491
2018-07-27 09:30 | 521 | 488
2018-07-27 10:00 | 478 | 445
2018-07-27 10:30 | 423 | 396
2018-07-27 11:00 | 422 | 396
2018-07-27 11:30 | 436 | 413
2018-07-27 12:00 | 434 | 411
2018-07-27 12:30 | 397 | 371
2018-07-27 13:00 | 385 | 356
2018-07-27 13:30 | 330 | 290
2018-07-27 14:00 | 331 | 294
2018-07-27 14:30 | 347 | 314
2018-07-27 15:00 | 374 | 343
2018-07-27 15:30 | 393 | 363
2018-07-27 16:00 | 426 | 400
2018-07-27 16:30 | 462 | 440
2018-07-27 17:00 | 504 | 485
2018-07-27 17:30 | 492 | 473
2018-07-27 18:00 | 505 | 487
2018-07-27 18:30 | 512 | 495
2018-07-27 19:00 | 509 | 492
2018-07-27 19:30 | 506 | 488
2018-07-27 20:00 | 512 | 493
2018-07-27 20:30 | 495 | 475
2018-07-27 21:00 | 493 | 473
2018-07-27 21:30 | 495 | 475
2018-07-27 22:00 | 500 | 481
2018-07-27 22:30 | 508 | 488
2018-07-27 23:00 | 508 | 487
2018-07-27 23:30 | 478 | 454
2018-07-28 | 462 | 436
2018-07-28 00:30 | 413 | 381
2018-07-28 01:00 | 382 | 344
2018-07-28 01:30 | 351 | 308
2018-07-28 02:00 | 311 | 258
2018-07-28 02:30 | 284 | 217
2018-07-28 03:00 | 269 | 198
2018-07-28 03:30 | 270 | 198
2018-07-28 04:00 | 264 | 191
2018-07-28 04:30 | 259 | 183
2018-07-28 05:00 | 261 | 185
2018-07-28 05:30 | 259 | 185
2018-07-28 06:00 | 271 | 203
2018-07-28 06:30 | 296 | 245
2018-07-28 07:00 | 325 | 283
2018-07-28 07:30 | 349 | 310
2018-07-28 08:00 | 418 | 387
2018-07-28 08:30 | 456 | 430
2018-07-28 09:00 | 465 | 441
2018-07-28 09:30 | 463 | 438
2018-07-28 10:00 | 455 | 430
2018-07-28 10:30 | 439 | 413
2018-07-28 11:00 | 375 | 340
2018-07-28 11:30 | 333 | 293
2018-07-28 12:00 | 300 | 247
2018-07-28 12:30 | 281 | 225
2018-07-28 13:00 | 256 | 191
2018-07-28 13:30 | 258 | 195
2018-07-28 14:00 | 258 | 196
2018-07-28 14:30 | 264 | 203
2018-07-28 15:00 | 267 | 206
2018-07-28 15:30 | 274 | 216
2018-07-28 16:00 | 303 | 254
2018-07-28 16:30 | 351 | 314
2018-07-28 17:00 | 424 | 396
2018-07-28 17:30 | 460 | 436
2018-07-28 18:00 | 435 | 414
2018-07-28 18:30 | 428 | 406
2018-07-28 19:00 | 433 | 410
2018-07-28 19:30 | 422 | 398
2018-07-28 20:00 | 424 | 400
2018-07-28 20:30 | 421 | 397
2018-07-28 21:00 | 404 | 379
2018-07-28 21:30 | 373 | 345
2018-07-28 22:00 | 351 | 317
2018-07-28 22:30 | 349 | 314
2018-07-28 23:00 | 344 | 308
2018-07-28 23:30 | 329 | 289
2018-07-29 | 304 | 256
2018-07-29 00:30 | 269 | 211
2018-07-29 01:00 | 254 | 192
2018-07-29 01:30 | 247 | 178
2018-07-29 02:00 | 226 | 146
2018-07-29 02:30 | 232 | 155
2018-07-29 03:00 | 233 | 156
2018-07-29 03:30 | 244 | 172
2018-07-29 04:00 | 253 | 184
2018-07-29 04:30 | 247 | 177
2018-07-29 05:00 | 241 | 168
2018-07-29 05:30 | 253 | 185
2018-07-29 06:00 | 283 | 224
2018-07-29 06:30 | 282 | 222
2018-07-29 07:00 | 276 | 215
2018-07-29 07:30 | 292 | 238
2018-07-29 08:00 | 311 | 260
2018-07-29 08:30 | 327 | 280
2018-07-29 09:00 | 328 | 281
2018-07-29 09:30 | 322 | 274
2018-07-29 10:00 | 301 | 249
2018-07-29 10:30 | 301 | 249
2018-07-29 11:00 | 296 | 243
2018-07-29 11:30 | 294 | 239
2018-07-29 12:00 | 315 | 267
2018-07-29 12:30 | 334 | 290
2018-07-29 13:00 | 322 | 276
2018-07-29 13:30 | 337 | 294
2018-07-29 14:00 | 336 | 292
2018-07-29 14:30 | 319 | 273
2018-07-29 15:00 | 330 | 285
2018-07-29 15:30 | 315 | 269
2018-07-29 16:00 | 339 | 300
2018-07-29 16:30 | 374 | 341
2018-07-29 17:00 | 416 | 391
2018-07-29 17:30 | 424 | 401
2018-07-29 18:00 | 448 | 427
2018-07-29 18:30 | 439 | 419
2018-07-29 19:00 | 427 | 407
2018-07-29 19:30 | 422 | 402
2018-07-29 20:00 | 410 | 388
2018-07-29 20:30 | 410 | 388
2018-07-29 21:00 | 401 | 379
2018-07-29 21:30 | 381 | 354
2018-07-29 22:00 | 373 | 344
2018-07-29 22:30 | 371 | 341
2018-07-29 23:00 | 359 | 328
2018-07-29 23:30 | 340 | 305
2018-07-30 | 313 | 274
2018-07-30 00:30 | 286 | 239
2018-07-30 01:00 | 287 | 236
2018-07-30 01:30 | 283 | 231
2018-07-30 02:00 | 266 | 207
2018-07-30 02:30 | 258 | 195
2018-07-30 03:00 | 247 | 181
2018-07-30 03:30 | 249 | 183
2018-07-30 04:00 | 244 | 177
2018-07-30 04:30 | 256 | 192
2018-07-30 05:00 | 256 | 192
2018-07-30 05:30 | 314 | 266
2018-07-30 06:00 | 369 | 330
2018-07-30 06:30 | 448 | 420
2018-07-30 07:00 | 503 | 484
2018-07-30 07:30 | 543 | 526
2018-07-30 08:00 | 565 | 549
2018-07-30 08:30 | 576 | 561
2018-07-30 09:00 | 552 | 535
2018-07-30 09:30 | 526 | 510
2018-07-30 10:00 | 491 | 473
2018-07-30 10:30 | 473 | 452
2018-07-30 11:00 | 444 | 421
2018-07-30 11:30 | 424 | 399
2018-07-30 12:00 | 376 | 345
2018-07-30 12:30 | 360 | 327
2018-07-30 13:00 | 411 | 387
2018-07-30 13:30 | 373 | 341
2018-07-30 14:00 | 378 | 345
2018-07-30 14:30 | 376 | 343
2018-07-30 15:00 | 365 | 331
2018-07-30 15:30 | 376 | 344
2018-07-30 16:00 | 392 | 362
2018-07-30 16:30 | 474 | 452
2018-07-30 17:00 | 532 | 514
2018-07-30 17:30 | 558 | 542
2018-07-30 18:00 | 535 | 518
2018-07-30 18:30 | 526 | 509
2018-07-30 19:00 | 519 | 502
2018-07-30 19:30 | 535 | 519
2018-07-30 20:00 | 537 | 521
2018-07-30 20:30 | 536 | 520
2018-07-30 21:00 | 526 | 509
2018-07-30 21:30 | 529 | 512
2018-07-30 22:00 | 517 | 499
2018-07-30 22:30 | 505 | 486
2018-07-30 23:00 | 511 | 491
2018-07-30 23:30 | 490 | 470
2018-07-31 | 447 | 421
2018-07-31 00:30 | 401 | 367
2018-07-31 01:00 | 357 | 318
2018-07-31 01:30 | 325 | 280
2018-07-31 02:00 | 287 | 234
2018-07-31 02:30 | 268 | 210
2018-07-31 03:00 | 260 | 199
2018-07-31 03:30 | 257 | 196
2018-07-31 04:00 | 282 | 227
2018-07-31 04:30 | 278 | 225
2018-07-31 05:00 | 301 | 251
2018-07-31 05:30 | 322 | 278
2018-07-31 06:00 | 403 | 373
2018-07-31 06:30 | 486 | 464
2018-07-31 07:00 | 534 | 506
2018-07-31 07:30 | 592 | 567
2018-07-31 08:00 | 625 | 603
2018-07-31 08:30 | 636 | 615
2018-07-31 09:00 | 620 | 597
2018-07-31 09:30 | 581 | 553
2018-07-31 10:00 | 548 | 519
2018-07-31 10:30 | 526 | 504
2018-07-31 11:00 | 509 | 492
2018-07-31 11:30 | 469 | 448
2018-07-31 12:00 | 430 | 405
2018-07-31 12:30 | 392 | 363
2018-07-31 13:00 | 400 | 372
2018-07-31 13:30 | 379 | 349
2018-07-31 14:00 | 377 | 347
2018-07-31 14:30 | 382 | 352
2018-07-31 15:00 | 368 | 337
2018-07-31 15:30 | 370 | 340
2018-07-31 16:00 | 416 | 391
2018-07-31 16:30 | 517 | 499
2018-07-31 17:00 | 556 | 542
2018-07-31 17:30 | 553 | 539
2018-07-31 18:00 | 566 | 550
2018-07-31 18:30 | 566 | 541
2018-07-31 19:00 | 567 | 543
2018-07-31 19:30 | 568 | 544
2018-07-31 20:00 | 579 | 555
2018-07-31 20:30 | 586 | 562
2018-07-31 21:00 | 583 | 558
2018-07-31 21:30 | 590 | 566
2018-07-31 22:00 | 560 | 533
2018-07-31 22:30 | 541 | 511
2018-07-31 23:00 | 523 | 490
2018-07-31 23:30 | 475 | 449
2018-08-01 | 450 | 425
2018-08-01 00:30 | 375 | 341
2018-08-01 01:00 | 431 | 401
2018-08-01 01:30 | 460 | 433
2018-08-01 02:00 | 436 | 406
2018-08-01 02:30 | 399 | 365
2018-08-01 03:00 | 361 | 322
2018-08-01 03:30 | 331 | 284
2018-08-01 04:00 | 326 | 278
2018-08-01 04:30 | 314 | 265
2018-08-01 05:00 | 329 | 284
2018-08-01 05:30 | 353 | 312
2018-08-01 06:00 | 420 | 393
2018-08-01 06:30 | 545 | 524
2018-08-01 07:00 | 615 | 592
2018-08-01 07:30 | 682 | 665
2018-08-01 08:00 | 727 | 713
2018-08-01 08:30 | 722 | 708
2018-08-01 09:00 | 699 | 683
2018-08-01 09:30 | 636 | 615
2018-08-01 10:00 | 579 | 553
2018-08-01 10:30 | 529 | 504
2018-08-01 11:00 | 481 | 461
2018-08-01 11:30 | 475 | 454
2018-08-01 12:00 | 456 | 435
2018-08-01 12:30 | 435 | 411
2018-08-01 13:00 | 431 | 407
2018-08-01 13:30 | 438 | 415
2018-08-01 14:00 | 436 | 413
2018-08-01 14:30 | 455 | 435
2018-08-01 15:00 | 478 | 459
2018-08-01 15:30 | 509 | 492
2018-08-01 16:00 | 526 | 509
2018-08-01 16:30 | 588 | 575
2018-08-01 17:00 | 641 | 631
2018-08-01 17:30 | 675 | 660
2018-08-01 18:00 | 674 | 658
2018-08-01 18:30 | 662 | 646
2018-08-01 19:00 | 671 | 654
2018-08-01 19:30 | 658 | 641
2018-08-01 20:00 | 669 | 652
2018-08-01 20:30 | 674 | 657
2018-08-01 21:00 | 662 | 645
2018-08-01 21:30 | 662 | 644
2018-08-01 22:00 | 655 | 638
2018-08-01 22:30 | 639 | 620
2018-08-01 23:00 | 603 | 580
2018-08-01 23:30 | 592 | 579
2018-08-02 | 568 | 552
2018-08-02 00:30 | 499 | 478
2018-08-02 01:00 | 447 | 421
2018-08-02 01:30 | 411 | 381
2018-08-02 02:00 | 378 | 344
2018-08-02 02:30 | 332 | 291
2018-08-02 03:00 | 332 | 290
2018-08-02 03:30 | 319 | 274
2018-08-02 04:00 | 309 | 262
2018-08-02 04:30 | 321 | 277
2018-08-02 05:00 | 327 | 283
2018-08-02 05:30 | 347 | 308
2018-08-02 06:00 | 376 | 342
2018-08-02 06:30 | 447 | 420
2018-08-02 07:00 | 535 | 519
2018-08-02 07:30 | 751 | 742
2018-08-02 08:00 | 818 | 812
2018-08-02 08:30 | 817 | 810
2018-08-02 09:00 | 761 | 753
2018-08-02 09:30 | 730 | 720
2018-08-02 10:00 | 631 | 615
2018-08-02 10:30 | 559 | 538
2018-08-02 11:00 | 509 | 487
2018-08-02 11:30 | 475 | 448
2018-08-02 12:00 | 458 | 431
2018-08-02 12:30 | 435 | 405
2018-08-02 13:00 | 448 | 420
2018-08-02 13:30 | 438 | 408
2018-08-02 14:00 | 401 | 371
2018-08-02 14:30 | 331 | 299
2018-08-02 15:00 | 352 | 322
2018-08-02 15:30 | 360 | 331
2018-08-02 16:00 | 398 | 375
2018-08-02 16:30 | 472 | 455
2018-08-02 17:00 | 531 | 518
2018-08-02 17:30 | 581 | 570
2018-08-02 18:00 | 588 | 578
2018-08-02 18:30 | 575 | 565
2018-08-02 19:00 | 570 | 560
2018-08-02 19:30 | 568 | 557
2018-08-02 20:00 | 579 | 569
2018-08-02 20:30 | 573 | 563
2018-08-02 21:00 | 572 | 561
2018-08-02 21:30 | 567 | 556
2018-08-02 22:00 | 551 | 539
2018-08-02 22:30 | 535 | 519
2018-08-02 23:00 | 524 | 507
2018-08-02 23:30 | 526 | 509
2018-08-03 | 523 | 505
2018-08-03 00:30 | 474 | 451
2018-08-03 01:00 | 465 | 439
2018-08-03 01:30 | 441 | 412
2018-08-03 02:00 | 413 | 381
2018-08-03 02:30 | 351 | 310
2018-08-03 03:00 | 328 | 282
2018-08-03 03:30 | 330 | 283
2018-08-03 04:00 | 314 | 264
2018-08-03 04:30 | 313 | 262
2018-08-03 05:00 | 322 | 274
2018-08-03 05:30 | 358 | 318
2018-08-03 06:00 | 410 | 382
2018-08-03 06:30 | 460 | 437
2018-08-03 07:00 | 543 | 527
2018-08-03 07:30 | 597 | 585
2018-08-03 08:00 | 624 | 614
2018-08-03 08:30 | 609 | 597
2018-08-03 09:00 | 570 | 556
2018-08-03 09:30 | 561 | 547
2018-08-03 10:00 | 490 | 471
2018-08-03 10:30 | 442 | 419
2018-08-03 11:00 | 407 | 381
2018-08-03 11:30 | 360 | 329
2018-08-03 12:00 | 331 | 297
2018-08-03 12:30 | 333 | 299
2018-08-03 13:00 | 354 | 322
2018-08-03 13:30 | 347 | 314
2018-08-03 14:00 | 343 | 309
2018-08-03 14:30 | 338 | 303
2018-08-03 15:00 | 389 | 361
2018-08-03 15:30 | 456 | 434
2018-08-03 16:00 | 486 | 467
2018-08-03 16:30 | 524 | 507
2018-08-03 17:00 | 552 | 531
2018-08-03 17:30 | 530 | 501
2018-08-03 18:00 | 529 | 500
2018-08-03 18:30 | 527 | 498
2018-08-03 19:00 | 545 | 517
2018-08-03 19:30 | 512 | 479
2018-08-03 20:00 | 518 | 487
2018-08-03 20:30 | 522 | 491
2018-08-03 21:00 | 515 | 492
2018-08-03 21:30 | 488 | 468
2018-08-03 22:00 | 478 | 458
2018-08-03 22:30 | 481 | 461
2018-08-03 23:00 | 460 | 438
2018-08-03 23:30 | 461 | 436
2018-08-04 | 448 | 422
2018-08-04 00:30 | 392 | 359
2018-08-04 01:00 | 373 | 336
2018-08-04 01:30 | 343 | 302
2018-08-04 02:00 | 288 | 231
2018-08-04 02:30 | 282 | 220
2018-08-04 03:00 | 266 | 200
2018-08-04 03:30 | 249 | 175
2018-08-04 04:00 | 250 | 175
2018-08-04 04:30 | 252 | 179
2018-08-04 05:00 | 247 | 172
2018-08-04 05:30 | 255 | 184
2018-08-04 06:00 | 311 | 257
2018-08-04 06:30 | 362 | 319
2018-08-04 07:00 | 393 | 355
2018-08-04 07:30 | 416 | 385
2018-08-04 08:00 | 448 | 422
2018-08-04 08:30 | 479 | 456
2018-08-04 09:00 | 472 | 449
2018-08-04 09:30 | 430 | 402
2018-08-04 10:00 | 384 | 350
2018-08-04 10:30 | 375 | 340
2018-08-04 11:00 | 333 | 292
2018-08-04 11:30 | 315 | 271
2018-08-04 12:00 | 299 | 250
2018-08-04 12:30 | 318 | 274
2018-08-04 13:00 | 335 | 293
2018-08-04 13:30 | 333 | 292
2018-08-04 14:00 | 336 | 295
2018-08-04 14:30 | 350 | 311
2018-08-04 15:00 | 359 | 322
2018-08-04 15:30 | 368 | 333
2018-08-04 16:00 | 407 | 377
2018-08-04 16:30 | 455 | 430
2018-08-04 17:00 | 490 | 465
2018-08-04 17:30 | 493 | 457
2018-08-04 18:00 | 553 | 525
2018-08-04 18:30 | 578 | 552
2018-08-04 19:00 | 564 | 537
2018-08-04 19:30 | 543 | 513
2018-08-04 20:00 | 539 | 508
2018-08-04 20:30 | 549 | 519
2018-08-04 21:00 | 520 | 486
2018-08-04 21:30 | 493 | 467
2018-08-04 22:00 | 465 | 440
2018-08-04 22:30 | 476 | 452
2018-08-04 23:00 | 471 | 447
2018-08-04 23:30 | 449 | 423
2018-08-05 | 426 | 397
2018-08-05 00:30 | 392 | 358
2018-08-05 01:00 | 359 | 319
2018-08-05 01:30 | 304 | 252
2018-08-05 02:00 | 266 | 204
2018-08-05 02:30 | 240 | 157
2018-08-05 03:00 | 239 | 150
2018-08-05 03:30 | 236 | 147
2018-08-05 04:00 | 232 | 143
2018-08-05 04:30 | 244 | 163
2018-08-05 05:00 | 256 | 179
2018-08-05 05:30 | 271 | 200
2018-08-05 06:00 | 316 | 259
2018-08-05 06:30 | 325 | 269
2018-08-05 07:00 | 341 | 289
2018-08-05 07:30 | 379 | 338
2018-08-05 08:00 | 400 | 366
2018-08-05 08:30 | 423 | 391
2018-08-05 09:00 | 424 | 392
2018-08-05 09:30 | 403 | 369
2018-08-05 10:00 | 362 | 322
2018-08-05 10:30 | 342 | 299
2018-08-05 11:00 | 317 | 268
2018-08-05 11:30 | 307 | 257
2018-08-05 12:00 | 315 | 266
2018-08-05 12:30 | 330 | 285
2018-08-05 13:00 | 327 | 281
2018-08-05 13:30 | 321 | 273
2018-08-05 14:00 | 340 | 297
2018-08-05 14:30 | 326 | 280
2018-08-05 15:00 | 351 | 309
2018-08-05 15:30 | 357 | 317
2018-08-05 16:00 | 383 | 347
2018-08-05 16:30 | 466 | 440
2018-08-05 17:00 | 509 | 487
2018-08-05 17:30 | 492 | 469
2018-08-05 18:00 | 520 | 501
2018-08-05 18:30 | 539 | 522
2018-08-05 19:00 | 553 | 537
2018-08-05 19:30 | 526 | 508
2018-08-05 20:00 | 528 | 510
2018-08-05 20:30 | 542 | 525
2018-08-05 21:00 | 540 | 522
2018-08-05 21:30 | 492 | 471
2018-08-05 22:00 | 468 | 444
2018-08-05 22:30 | 453 | 428
2018-08-05 23:00 | 437 | 410
2018-08-05 23:30 | 431 | 404
2018-08-06 | 411 | 381
2018-08-06 00:30 | 358 | 320
2018-08-06 01:00 | 300 | 249
2018-08-06 01:30 | 294 | 238
2018-08-06 02:00 | 269 | 201
2018-08-06 02:30 | 244 | 164
2018-08-06 03:00 | 237 | 153
2018-08-06 03:30 | 237 | 152
2018-08-06 04:00 | 234 | 148
2018-08-06 04:30 | 249 | 173
2018-08-06 05:00 | 253 | 180
2018-08-06 05:30 | 292 | 231
2018-08-06 06:00 | 347 | 300
2018-08-06 06:30 | 440 | 408
2018-08-06 07:00 | 490 | 467
2018-08-06 07:30 | 537 | 519
2018-08-06 08:00 | 607 | 591
2018-08-06 08:30 | 640 | 618
2018-08-06 09:00 | 631 | 609
2018-08-06 09:30 | 628 | 606
2018-08-06 10:00 | 637 | 616
2018-08-06 10:30 | 623 | 600
2018-08-06 11:00 | 590 | 565
2018-08-06 11:30 | 584 | 558
2018-08-06 12:00 | 580 | 553
2018-08-06 12:30 | 566 | 537
2018-08-06 13:00 | 558 | 527
2018-08-06 13:30 | 544 | 511
2018-08-06 14:00 | 514 | 477
2018-08-06 14:30 | 531 | 497
2018-08-06 15:00 | 539 | 506
2018-08-06 15:30 | 563 | 533
2018-08-06 16:00 | 573 | 544
2018-08-06 16:30 | 602 | 576
2018-08-06 17:00 | 623 | 598
2018-08-06 17:30 | 620 | 596
2018-08-06 18:00 | 611 | 587
2018-08-06 18:30 | 601 | 576
2018-08-06 19:00 | 616 | 593
2018-08-06 19:30 | 608 | 584
2018-08-06 20:00 | 615 | 590
2018-08-06 20:30 | 617 | 592
2018-08-06 21:00 | 616 | 590
2018-08-06 21:30 | 599 | 577
2018-08-06 22:00 | 570 | 554
2018-08-06 22:30 | 574 | 557
2018-08-06 23:00 | 540 | 519
2018-08-06 23:30 | 537 | 515
2018-08-07 | 517 | 493
2018-08-07 00:30 | 475 | 447
2018-08-07 01:00 | 458 | 429
2018-08-07 01:30 | 423 | 390
2018-08-07 02:00 | 375 | 332
2018-08-07 02:30 | 320 | 267
2018-08-07 03:00 | 302 | 245
2018-08-07 03:30 | 277 | 213
2018-08-07 04:00 | 264 | 196
2018-08-07 04:30 | 255 | 184
2018-08-07 05:00 | 258 | 188
2018-08-07 05:30 | 335 | 287
2018-08-07 06:00 | 381 | 343
2018-08-07 06:30 | 457 | 431
2018-08-07 07:00 | 503 | 484
2018-08-07 07:30 | 549 | 534
2018-08-07 08:00 | 562 | 548
2018-08-07 08:30 | 558 | 543
2018-08-07 09:00 | 562 | 547
2018-08-07 09:30 | 581 | 567
2018-08-07 10:00 | 546 | 530
2018-08-07 10:30 | 510 | 492
2018-08-07 11:00 | 484 | 464
2018-08-07 11:30 | 426 | 402
2018-08-07 12:00 | 381 | 352
2018-08-07 12:30 | 377 | 346
2018-08-07 13:00 | 383 | 352
2018-08-07 13:30 | 396 | 367
2018-08-07 14:00 | 381 | 351
2018-08-07 14:30 | 382 | 353
2018-08-07 15:00 | 382 | 352
2018-08-07 15:30 | 406 | 378
2018-08-07 16:00 | 455 | 433
2018-08-07 16:30 | 497 | 478
2018-08-07 17:00 | 577 | 555
2018-08-07 17:30 | 620 | 600
2018-08-07 18:00 | 623 | 605
2018-08-07 18:30 | 612 | 593
2018-08-07 19:00 | 610 | 590
2018-08-07 19:30 | 625 | 606
2018-08-07 20:00 | 641 | 623
2018-08-07 20:30 | 641 | 623
2018-08-07 21:00 | 633 | 613
2018-08-07 21:30 | 623 | 603
2018-08-07 22:00 | 605 | 584
2018-08-07 22:30 | 606 | 585
2018-08-07 23:00 | 569 | 555
2018-08-07 23:30 | 596 | 584
2018-08-08 | 566 | 552
2018-08-08 00:30 | 503 | 485
2018-08-08 01:00 | 449 | 427
2018-08-08 01:30 | 410 | 385
2018-08-08 02:00 | 372 | 342
2018-08-08 02:30 | 348 | 317
2018-08-08 03:00 | 346 | 312
2018-08-08 03:30 | 346 | 312
2018-08-08 04:00 | 357 | 324
2018-08-08 04:30 | 377 | 347
2018-08-08 05:00 | 398 | 371
2018-08-08 05:30 | 434 | 410
2018-08-08 06:00 | 503 | 485
2018-08-08 06:30 | 606 | 590
2018-08-08 07:00 | 672 | 656
2018-08-08 07:30 | 709 | 697
2018-08-08 08:00 | 711 | 699
2018-08-08 08:30 | 704 | 691
2018-08-08 09:00 | 696 | 683
2018-08-08 09:30 | 678 | 664
2018-08-08 10:00 | 642 | 624
2018-08-08 10:30 | 564 | 547
2018-08-08 11:00 | 513 | 495
2018-08-08 11:30 | 478 | 456
2018-08-08 12:00 | 461 | 437
2018-08-08 12:30 | 432 | 405
2018-08-08 13:00 | 416 | 387
2018-08-08 13:30 | 383 | 352
2018-08-08 14:00 | 364 | 330
2018-08-08 14:30 | 383 | 351
2018-08-08 15:00 | 425 | 398
2018-08-08 15:30 | 440 | 416
2018-08-08 16:00 | 512 | 494
2018-08-08 16:30 | 572 | 558
2018-08-08 17:00 | 640 | 624
2018-08-08 17:30 | 649 | 632
2018-08-08 18:00 | 661 | 645
2018-08-08 18:30 | 669 | 653
2018-08-08 19:00 | 683 | 668
2018-08-08 19:30 | 663 | 647
2018-08-08 20:00 | 676 | 661
2018-08-08 20:30 | 679 | 663
2018-08-08 21:00 | 689 | 673
2018-08-08 21:30 | 676 | 660
2018-08-08 22:00 | 653 | 638
2018-08-08 22:30 | 630 | 620
2018-08-08 23:00 | 603 | 592
2018-08-08 23:30 | 596 | 585
2018-08-09 | 572 | 559
2018-08-09 00:30 | 516 | 500
2018-08-09 01:00 | 494 | 476
2018-08-09 01:30 | 474 | 453
2018-08-09 02:00 | 431 | 406
2018-08-09 02:30 | 419 | 390
2018-08-09 03:00 | 445 | 419
2018-08-09 03:30 | 444 | 418
2018-08-09 04:00 | 438 | 411
2018-08-09 04:30 | 440 | 414
2018-08-09 05:00 | 452 | 427
2018-08-09 05:30 | 449 | 424
2018-08-09 06:00 | 488 | 467
2018-08-09 06:30 | 575 | 560
2018-08-09 07:00 | 601 | 589
2018-08-09 07:30 | 638 | 630
2018-08-09 08:00 | 668 | 660
2018-08-09 08:30 | 672 | 664
2018-08-09 09:00 | 680 | 672
2018-08-09 09:30 | 679 | 663
2018-08-09 10:00 | 648 | 630
2018-08-09 10:30 | 617 | 597
2018-08-09 11:00 | 624 | 604
2018-08-09 11:30 | 569 | 549
2018-08-09 12:00 | 586 | 575
2018-08-09 12:30 | 560 | 546
2018-08-09 13:00 | 534 | 519
2018-08-09 13:30 | 533 | 517
2018-08-09 14:00 | 533 | 518
2018-08-09 14:30 | 539 | 525
2018-08-09 15:00 | 552 | 539
2018-08-09 15:30 | 543 | 530
2018-08-09 16:00 | 553 | 540
2018-08-09 16:30 | 608 | 598
2018-08-09 17:00 | 658 | 650
2018-08-09 17:30 | 685 | 676
2018-08-09 18:00 | 686 | 671
2018-08-09 18:30 | 673 | 658
2018-08-09 19:00 | 671 | 656
2018-08-09 19:30 | 651 | 635
2018-08-09 20:00 | 663 | 647
2018-08-09 20:30 | 682 | 668
2018-08-09 21:00 | 678 | 663
2018-08-09 21:30 | 656 | 640
2018-08-09 22:00 | 641 | 622
2018-08-09 22:30 | 636 | 616
2018-08-09 23:00 | 606 | 584
2018-08-09 23:30 | 575 | 560
2018-08-10 | 567 | 552
2018-08-10 00:30 | 506 | 487
2018-08-10 01:00 | 440 | 413
2018-08-10 01:30 | 422 | 391
2018-08-10 02:00 | 399 | 366
2018-08-10 02:30 | 397 | 363
2018-08-10 03:00 | 402 | 369
2018-08-10 03:30 | 381 | 345
2018-08-10 04:00 | 386 | 350
2018-08-10 04:30 | 373 | 337
2018-08-10 05:00 | 394 | 361
2018-08-10 05:30 | 480 | 457
2018-08-10 06:00 | 525 | 510
2018-08-10 06:30 | 593 | 582
2018-08-10 07:00 | 677 | 670
2018-08-10 07:30 | 715 | 706
2018-08-10 08:00 | 729 | 717
2018-08-10 08:30 | 715 | 703
2018-08-10 09:00 | 702 | 689
2018-08-10 09:30 | 687 | 673
2018-08-10 10:00 | 638 | 620
2018-08-10 10:30 | 573 | 552
2018-08-10 11:00 | 493 | 478
2018-08-10 11:30 | 472 | 456
2018-08-10 12:00 | 478 | 462
2018-08-10 12:30 | 485 | 469
2018-08-10 13:00 | 492 | 477
2018-08-10 13:30 | 464 | 446
2018-08-10 14:00 | 472 | 456
2018-08-10 14:30 | 466 | 449
2018-08-10 15:00 | 485 | 469
2018-08-10 15:30 | 461 | 444
2018-08-10 16:00 | 486 | 470
2018-08-10 16:30 | 527 | 514
2018-08-10 17:00 | 558 | 548
2018-08-10 17:30 | 564 | 553
2018-08-10 18:00 | 571 | 562
2018-08-10 18:30 | 563 | 553
2018-08-10 19:00 | 557 | 547
2018-08-10 19:30 | 550 | 540
2018-08-10 20:00 | 558 | 548
2018-08-10 20:30 | 568 | 558
2018-08-10 21:00 | 570 | 560
2018-08-10 21:30 | 567 | 555
2018-08-10 22:00 | 555 | 543
2018-08-10 22:30 | 537 | 523
2018-08-10 23:00 | 535 | 519
2018-08-10 23:30 | 538 | 522
2018-08-11 | 511 | 493
2018-08-11 00:30 | 465 | 442
2018-08-11 01:00 | 402 | 373
2018-08-11 01:30 | 364 | 326
2018-08-11 02:00 | 325 | 277
2018-08-11 02:30 | 318 | 268
2018-08-11 03:00 | 306 | 252
2018-08-11 03:30 | 303 | 250
2018-08-11 04:00 | 291 | 234
2018-08-11 04:30 | 308 | 255
2018-08-11 05:00 | 315 | 263
2018-08-11 05:30 | 319 | 269
2018-08-11 06:00 | 355 | 316
2018-08-11 06:30 | 391 | 358
2018-08-11 07:00 | 417 | 387
2018-08-11 07:30 | 479 | 454
2018-08-11 08:00 | 552 | 530
2018-08-11 08:30 | 562 | 539
2018-08-11 09:00 | 563 | 539
2018-08-11 09:30 | 539 | 514
2018-08-11 10:00 | 471 | 449
2018-08-11 10:30 | 422 | 402
2018-08-11 11:00 | 377 | 352
2018-08-11 11:30 | 393 | 366
2018-08-11 12:00 | 344 | 308
2018-08-11 12:30 | 306 | 263
2018-08-11 13:00 | 348 | 311
2018-08-11 13:30 | 327 | 286
2018-08-11 14:00 | 317 | 272
2018-08-11 14:30 | 310 | 261
2018-08-11 15:00 | 371 | 334
2018-08-11 15:30 | 377 | 341
2018-08-11 16:00 | 406 | 374
2018-08-11 16:30 | 437 | 409
2018-08-11 17:00 | 473 | 448
2018-08-11 17:30 | 481 | 458
2018-08-11 18:00 | 469 | 447
2018-08-11 18:30 | 459 | 437
2018-08-11 19:00 | 460 | 437
2018-08-11 19:30 | 450 | 427
2018-08-11 20:00 | 463 | 441
2018-08-11 20:30 | 474 | 451
2018-08-11 21:00 | 469 | 446
2018-08-11 21:30 | 478 | 457
2018-08-11 22:00 | 480 | 458
2018-08-11 22:30 | 459 | 436
2018-08-11 23:00 | 462 | 438
2018-08-11 23:30 | 463 | 439
2018-08-12 | 437 | 411
2018-08-12 00:30 | 364 | 326
2018-08-12 01:00 | 347 | 302
2018-08-12 01:30 | 355 | 311
2018-08-12 02:00 | 343 | 297
2018-08-12 02:30 | 335 | 288
2018-08-12 03:00 | 316 | 265
2018-08-12 03:30 | 293 | 230
2018-08-12 04:00 | 277 | 204
2018-08-12 04:30 | 281 | 209
2018-08-12 05:00 | 274 | 198
2018-08-12 05:30 | 284 | 212
2018-08-12 06:00 | 306 | 249
2018-08-12 06:30 | 318 | 262
2018-08-12 07:00 | 331 | 281
2018-08-12 07:30 | 348 | 305
2018-08-12 08:00 | 379 | 340
2018-08-12 08:30 | 400 | 365
2018-08-12 09:00 | 403 | 370
2018-08-12 09:30 | 393 | 359
2018-08-12 10:00 | 367 | 329
2018-08-12 10:30 | 357 | 318
2018-08-12 11:00 | 338 | 297
2018-08-12 11:30 | 330 | 287
2018-08-12 12:00 | 310 | 265
2018-08-12 12:30 | 304 | 257
2018-08-12 13:00 | 297 | 250
2018-08-12 13:30 | 309 | 261
2018-08-12 14:00 | 312 | 263
2018-08-12 14:30 | 299 | 248
2018-08-12 15:00 | 274 | 215
2018-08-12 15:30 | 272 | 210
2018-08-12 16:00 | 257 | 192
2018-08-12 16:30 | 273 | 216
2018-08-12 17:00 | 375 | 339
2018-08-12 17:30 | 411 | 380
2018-08-12 18:00 | 420 | 390
2018-08-12 18:30 | 418 | 389
2018-08-12 19:00 | 426 | 399
2018-08-12 19:30 | 417 | 389
2018-08-12 20:00 | 408 | 378
2018-08-12 20:30 | 425 | 398
2018-08-12 21:00 | 424 | 395
2018-08-12 21:30 | 402 | 371
2018-08-12 22:00 | 413 | 382
2018-08-12 22:30 | 426 | 397
2018-08-12 23:00 | 419 | 390
2018-08-12 23:30 | 413 | 383
2018-08-13 | 407 | 376
2018-08-13 00:30 | 380 | 345
2018-08-13 01:00 | 351 | 308
2018-08-13 01:30 | 330 | 282
2018-08-13 02:00 | 320 | 270
2018-08-13 02:30 | 306 | 252
2018-08-13 03:00 | 275 | 213
2018-08-13 03:30 | 265 | 193
2018-08-13 04:00 | 287 | 222
2018-08-13 04:30 | 332 | 278
2018-08-13 05:00 | 391 | 350
2018-08-13 05:30 | 441 | 407
2018-08-13 06:00 | 475 | 449
2018-08-13 06:30 | 514 | 495
2018-08-13 07:00 | 550 | 535
2018-08-13 07:30 | 598 | 585
2018-08-13 08:00 | 634 | 623
2018-08-13 08:30 | 670 | 654
2018-08-13 09:00 | 666 | 648
2018-08-13 09:30 | 662 | 643
2018-08-13 10:00 | 636 | 615
2018-08-13 10:30 | 571 | 544
2018-08-13 11:00 | 538 | 507
2018-08-13 11:30 | 478 | 449
2018-08-13 12:00 | 421 | 394
2018-08-13 12:30 | 427 | 401
2018-08-13 13:00 | 394 | 363
2018-08-13 13:30 | 437 | 412
2018-08-13 14:00 | 427 | 400
2018-08-13 14:30 | 445 | 421
2018-08-13 15:00 | 445 | 421
2018-08-13 15:30 | 453 | 430
2018-08-13 16:00 | 483 | 463
2018-08-13 16:30 | 571 | 557
2018-08-13 17:00 | 638 | 629
2018-08-13 17:30 | 618 | 609
2018-08-13 18:00 | 633 | 625
2018-08-13 18:30 | 636 | 629
2018-08-13 19:00 | 628 | 620
2018-08-13 19:30 | 611 | 603
2018-08-13 20:00 | 600 | 591
2018-08-13 20:30 | 607 | 598
2018-08-13 21:00 | 596 | 586
2018-08-13 21:30 | 584 | 572
2018-08-13 22:00 | 582 | 571
2018-08-13 22:30 | 565 | 551
2018-08-13 23:00 | 544 | 527
2018-08-13 23:30 | 534 | 516
2018-08-14 | 539 | 522
2018-08-14 00:30 | 490 | 470
2018-08-14 01:00 | 472 | 449
2018-08-14 01:30 | 452 | 426
2018-08-14 02:00 | 430 | 402
2018-08-14 02:30 | 406 | 375
2018-08-14 03:00 | 384 | 351
2018-08-14 03:30 | 372 | 337
2018-08-14 04:00 | 337 | 292
2018-08-14 04:30 | 341 | 293
2018-08-14 05:00 | 366 | 323
2018-08-14 05:30 | 403 | 366
2018-08-14 06:00 | 468 | 439
2018-08-14 06:30 | 591 | 563
2018-08-14 07:00 | 639 | 616
2018-08-14 07:30 | 670 | 653
2018-08-14 08:00 | 692 | 677
2018-08-14 08:30 | 653 | 636
2018-08-14 09:00 | 638 | 619
2018-08-14 09:30 | 606 | 583
2018-08-14 10:00 | 601 | 578
2018-08-14 10:30 | 572 | 546
2018-08-14 11:00 | 471 | 440
2018-08-14 11:30 | 384 | 354
2018-08-14 12:00 | 355 | 321
2018-08-14 12:30 | 357 | 322
2018-08-14 13:00 | 363 | 329
2018-08-14 13:30 | 327 | 289
2018-08-14 14:00 | 353 | 318
2018-08-14 14:30 | 366 | 333
2018-08-14 15:00 | 368 | 336
2018-08-14 15:30 | 393 | 364
2018-08-14 16:00 | 457 | 434
2018-08-14 16:30 | 534 | 517
2018-08-14 17:00 | 639 | 623
2018-08-14 17:30 | 629 | 609
2018-08-14 18:00 | 609 | 589
2018-08-14 18:30 | 600 | 580
2018-08-14 19:00 | 594 | 573
2018-08-14 19:30 | 587 | 565
2018-08-14 20:00 | 599 | 577
2018-08-14 20:30 | 612 | 592
2018-08-14 21:00 | 612 | 591
2018-08-14 21:30 | 603 | 581
2018-08-14 22:00 | 585 | 568
2018-08-14 22:30 | 552 | 538
2018-08-14 23:00 | 550 | 536
2018-08-14 23:30 | 559 | 545
2018-08-15 | 560 | 545
2018-08-15 00:30 | 512 | 495
2018-08-15 01:00 | 460 | 437
2018-08-15 01:30 | 434 | 406
2018-08-15 02:00 | 385 | 352
2018-08-15 02:30 | 372 | 339
2018-08-15 03:00 | 365 | 330
2018-08-15 03:30 | 350 | 312
2018-08-15 04:00 | 356 | 318
2018-08-15 04:30 | 346 | 304
2018-08-15 05:00 | 369 | 331
2018-08-15 05:30 | 430 | 399
2018-08-15 06:00 | 491 | 465
2018-08-15 06:30 | 571 | 542
2018-08-15 07:00 | 604 | 579
2018-08-15 07:30 | 623 | 600
2018-08-15 08:00 | 649 | 627
2018-08-15 08:30 | 641 | 618
2018-08-15 09:00 | 620 | 595
2018-08-15 09:30 | 616 | 590
2018-08-15 10:00 | 597 | 570
2018-08-15 10:30 | 527 | 494
2018-08-15 11:00 | 444 | 417
2018-08-15 11:30 | 403 | 374
2018-08-15 12:00 | 333 | 295
2018-08-15 12:30 | 332 | 295
2018-08-15 13:00 | 348 | 313
2018-08-15 13:30 | 344 | 309
2018-08-15 14:00 | 336 | 300
2018-08-15 14:30 | 343 | 307
2018-08-15 15:00 | 351 | 318
2018-08-15 15:30 | 385 | 355
2018-08-15 16:00 | 417 | 390
2018-08-15 16:30 | 441 | 417
2018-08-15 17:00 | 527 | 510
2018-08-15 17:30 | 551 | 536
2018-08-15 18:00 | 588 | 567
2018-08-15 18:30 | 598 | 575
2018-08-15 19:00 | 588 | 564
2018-08-15 19:30 | 587 | 563
2018-08-15 20:00 | 562 | 537
2018-08-15 20:30 | 576 | 552
2018-08-15 21:00 | 538 | 509
2018-08-15 21:30 | 536 | 508
2018-08-15 22:00 | 520 | 491
2018-08-15 22:30 | 514 | 497
2018-08-15 23:00 | 530 | 514
2018-08-15 23:30 | 533 | 517
2018-08-16 | 517 | 500
2018-08-16 00:30 | 449 | 423
2018-08-16 01:00 | 377 | 342
2018-08-16 01:30 | 326 | 281
2018-08-16 02:00 | 301 | 251
2018-08-16 02:30 | 285 | 231
2018-08-16 03:00 | 284 | 225
2018-08-16 03:30 | 285 | 224
2018-08-16 04:00 | 285 | 224
2018-08-16 04:30 | 278 | 214
2018-08-16 05:00 | 297 | 240
2018-08-16 05:30 | 343 | 297
2018-08-16 06:00 | 460 | 437
2018-08-16 06:30 | 552 | 537
2018-08-16 07:00 | 583 | 569
2018-08-16 07:30 | 634 | 623
2018-08-16 08:00 | 655 | 644
2018-08-16 08:30 | 657 | 647
2018-08-16 09:00 | 655 | 644
2018-08-16 09:30 | 657 | 639
2018-08-16 10:00 | 629 | 605
2018-08-16 10:30 | 592 | 565
2018-08-16 11:00 | 555 | 525
2018-08-16 11:30 | 539 | 508
2018-08-16 12:00 | 550 | 520
2018-08-16 12:30 | 534 | 503
2018-08-16 13:00 | 516 | 482
2018-08-16 13:30 | 535 | 503
2018-08-16 14:00 | 535 | 504
2018-08-16 14:30 | 559 | 531
2018-08-16 15:00 | 568 | 541
2018-08-16 15:30 | 577 | 551
2018-08-16 16:00 | 609 | 586
2018-08-16 16:30 | 673 | 655
2018-08-16 17:00 | 707 | 692
2018-08-16 17:30 | 655 | 638
2018-08-16 18:00 | 679 | 663
2018-08-16 18:30 | 679 | 663
2018-08-16 19:00 | 680 | 664
2018-08-16 19:30 | 668 | 651
2018-08-16 20:00 | 671 | 654
2018-08-16 20:30 | 675 | 659
2018-08-16 21:00 | 667 | 650
2018-08-16 21:30 | 655 | 637
2018-08-16 22:00 | 639 | 622
2018-08-16 22:30 | 625 | 615
2018-08-16 23:00 | 605 | 595
2018-08-16 23:30 | 581 | 569
2018-08-17 | 567 | 555
2018-08-17 00:30 | 516 | 500
2018-08-17 01:00 | 496 | 478
2018-08-17 01:30 | 476 | 456
2018-08-17 02:00 | 441 | 417
2018-08-17 02:30 | 416 | 387
2018-08-17 03:00 | 403 | 372
2018-08-17 03:30 | 377 | 342
2018-08-17 04:00 | 391 | 358
2018-08-17 04:30 | 389 | 354
2018-08-17 05:00 | 404 | 372
2018-08-17 05:30 | 431 | 402
2018-08-17 06:00 | 498 | 476
2018-08-17 06:30 | 542 | 526
2018-08-17 07:00 | 581 | 568
2018-08-17 07:30 | 628 | 618
2018-08-17 08:00 | 651 | 643
2018-08-17 08:30 | 638 | 630
2018-08-17 09:00 | 608 | 599
2018-08-17 09:30 | 599 | 588
2018-08-17 10:00 | 573 | 560
2018-08-17 10:30 | 531 | 516
2018-08-17 11:00 | 501 | 484
2018-08-17 11:30 | 419 | 395
2018-08-17 12:00 | 341 | 306
2018-08-17 12:30 | 306 | 262
2018-08-17 13:00 | 306 | 263
2018-08-17 13:30 | 294 | 249
2018-08-17 14:00 | 306 | 263
2018-08-17 14:30 | 352 | 317
2018-08-17 15:00 | 402 | 372
2018-08-17 15:30 | 424 | 396
2018-08-17 16:00 | 451 | 425
2018-08-17 16:30 | 509 | 493
2018-08-17 17:00 | 544 | 530
2018-08-17 17:30 | 561 | 549
2018-08-17 18:00 | 567 | 556
2018-08-17 18:30 | 581 | 570
2018-08-17 19:00 | 579 | 568
2018-08-17 19:30 | 541 | 528
2018-08-17 20:00 | 563 | 551
2018-08-17 20:30 | 577 | 565
2018-08-17 21:00 | 554 | 541
2018-08-17 21:30 | 538 | 524
2018-08-17 22:00 | 522 | 508
2018-08-17 22:30 | 510 | 495
2018-08-17 23:00 | 472 | 454
2018-08-17 23:30 | 441 | 419
2018-08-18 | 402 | 377
2018-08-18 00:30 | 369 | 340
2018-08-18 01:00 | 375 | 343
2018-08-18 01:30 | 338 | 297
2018-08-18 02:00 | 343 | 303
2018-08-18 02:30 | 333 | 290
2018-08-18 03:00 | 322 | 276
2018-08-18 03:30 | 288 | 236
2018-08-18 04:00 | 267 | 207
2018-08-18 04:30 | 264 | 197
2018-08-18 05:00 | 269 | 203
2018-08-18 05:30 | 295 | 238
2018-08-18 06:00 | 328 | 280
2018-08-18 06:30 | 434 | 405
2018-08-18 07:00 | 457 | 434
2018-08-18 07:30 | 483 | 463
2018-08-18 08:00 | 559 | 546
2018-08-18 08:30 | 568 | 557
2018-08-18 09:00 | 536 | 523
2018-08-18 09:30 | 423 | 394
2018-08-18 10:00 | 370 | 332
2018-08-18 10:30 | 314 | 267
2018-08-18 11:00 | 292 | 239
2018-08-18 11:30 | 277 | 222
2018-08-18 12:00 | 260 | 200
2018-08-18 12:30 | 256 | 196
2018-08-18 13:00 | 261 | 202
2018-08-18 13:30 | 264 | 206
2018-08-18 14:00 | 289 | 236
2018-08-18 14:30 | 294 | 243
2018-08-18 15:00 | 320 | 274
2018-08-18 15:30 | 322 | 276
2018-08-18 16:00 | 358 | 319
2018-08-18 16:30 | 406 | 376
2018-08-18 17:00 | 498 | 479
2018-08-18 17:30 | 537 | 522
2018-08-18 18:00 | 549 | 536
2018-08-18 18:30 | 562 | 550
2018-08-18 19:00 | 558 | 546
2018-08-18 19:30 | 544 | 531
2018-08-18 20:00 | 550 | 537
2018-08-18 20:30 | 547 | 534
2018-08-18 21:00 | 541 | 527
2018-08-18 21:30 | 534 | 519
2018-08-18 22:00 | 521 | 506
2018-08-18 22:30 | 518 | 502
2018-08-18 23:00 | 511 | 495
2018-08-18 23:30 | 502 | 485
2018-08-19 | 419 | 395
2018-08-19 00:30 | 364 | 332
2018-08-19 01:00 | 341 | 304
2018-08-19 01:30 | 330 | 285
2018-08-19 02:00 | 293 | 234
2018-08-19 02:30 | 280 | 219
2018-08-19 03:00 | 294 | 235
2018-08-19 03:30 | 294 | 234
2018-08-19 04:00 | 298 | 240
2018-08-19 04:30 | 300 | 243
2018-08-19 05:00 | 299 | 240
2018-08-19 05:30 | 298 | 240
2018-08-19 06:00 | 322 | 271
2018-08-19 06:30 | 363 | 319
2018-08-19 07:00 | 374 | 336
2018-08-19 07:30 | 391 | 358
2018-08-19 08:00 | 437 | 409
2018-08-19 08:30 | 428 | 399
2018-08-19 09:00 | 412 | 380
2018-08-19 09:30 | 420 | 391
2018-08-19 10:00 | 385 | 351
2018-08-19 10:30 | 366 | 330
2018-08-19 11:00 | 332 | 291
2018-08-19 11:30 | 323 | 281
2018-08-19 12:00 | 297 | 245
2018-08-19 12:30 | 295 | 243
2018-08-19 13:00 | 295 | 241
2018-08-19 13:30 | 296 | 243
2018-08-19 14:00 | 298 | 246
2018-08-19 14:30 | 307 | 257
2018-08-19 15:00 | 332 | 288
2018-08-19 15:30 | 353 | 313
2018-08-19 16:00 | 412 | 380
2018-08-19 16:30 | 442 | 414
2018-08-19 17:00 | 544 | 526
2018-08-19 17:30 | 589 | 574
2018-08-19 18:00 | 588 | 574
2018-08-19 18:30 | 594 | 582
2018-08-19 19:00 | 581 | 568
2018-08-19 19:30 | 571 | 557
2018-08-19 20:00 | 580 | 566
2018-08-19 20:30 | 589 | 576
2018-08-19 21:00 | 586 | 573
2018-08-19 21:30 | 573 | 559
2018-08-19 22:00 | 550 | 534
2018-08-19 22:30 | 540 | 523
2018-08-19 23:00 | 526 | 509
2018-08-19 23:30 | 526 | 508
2018-08-20 | 484 | 462
2018-08-20 00:30 | 451 | 424
2018-08-20 01:00 | 401 | 368
2018-08-20 01:30 | 395 | 361
2018-08-20 02:00 | 364 | 326
2018-08-20 02:30 | 335 | 291
2018-08-20 03:00 | 339 | 295
2018-08-20 03:30 | 348 | 305
2018-08-20 04:00 | 333 | 287
2018-08-20 04:30 | 323 | 275
2018-08-20 05:00 | 310 | 262
2018-08-20 05:30 | 350 | 310
2018-08-20 06:00 | 460 | 435
2018-08-20 06:30 | 547 | 530
2018-08-20 07:00 | 586 | 572
2018-08-20 07:30 | 635 | 624
2018-08-20 08:00 | 665 | 649
2018-08-20 08:30 | 620 | 600
2018-08-20 09:00 | 630 | 610
2018-08-20 09:30 | 636 | 616
2018-08-20 10:00 | 598 | 574
2018-08-20 10:30 | 549 | 532
2018-08-20 11:00 | 503 | 486
2018-08-20 11:30 | 467 | 447
2018-08-20 12:00 | 458 | 437
2018-08-20 12:30 | 403 | 377
2018-08-20 13:00 | 383 | 352
2018-08-20 13:30 | 360 | 326
2018-08-20 14:00 | 357 | 321
2018-08-20 14:30 | 371 | 338
2018-08-20 15:00 | 390 | 359
2018-08-20 15:30 | 410 | 381
2018-08-20 16:00 | 480 | 458
2018-08-20 16:30 | 556 | 540
2018-08-20 17:00 | 615 | 603
2018-08-20 17:30 | 626 | 616
2018-08-20 18:00 | 623 | 615
2018-08-20 18:30 | 623 | 615
2018-08-20 19:00 | 621 | 613
2018-08-20 19:30 | 616 | 608
2018-08-20 20:00 | 614 | 607
2018-08-20 20:30 | 642 | 635
2018-08-20 21:00 | 621 | 613
2018-08-20 21:30 | 604 | 596
2018-08-20 22:00 | 591 | 582
2018-08-20 22:30 | 590 | 580
2018-08-20 23:00 | 590 | 580
2018-08-20 23:30 | 592 | 581
2018-08-21 | 588 | 577
2018-08-21 00:30 | 527 | 512
2018-08-21 01:00 | 484 | 466
2018-08-21 01:30 | 468 | 449
2018-08-21 02:00 | 430 | 406
2018-08-21 02:30 | 407 | 377
2018-08-21 03:00 | 393 | 362
2018-08-21 03:30 | 365 | 330
2018-08-21 04:00 | 365 | 330
2018-08-21 04:30 | 370 | 336
2018-08-21 05:00 | 357 | 322
2018-08-21 05:30 | 368 | 335
2018-08-21 06:00 | 449 | 426
2018-08-21 06:30 | 514 | 498
2018-08-21 07:00 | 549 | 536
2018-08-21 07:30 | 633 | 624
2018-08-21 08:00 | 664 | 657
2018-08-21 08:30 | 672 | 664
2018-08-21 09:00 | 664 | 656
2018-08-21 09:30 | 636 | 627
2018-08-21 10:00 | 609 | 599
2018-08-21 10:30 | 560 | 548
2018-08-21 11:00 | 407 | 398
2018-08-21 11:30 | No data | No data
2018-08-21 12:00 | No data | No data
2018-08-21 12:30 | No data | No data
2018-08-21 13:00 | No data | No data
2018-08-21 13:30 | No data | No data
2018-08-21 14:00 | No data | No data
2018-08-21 14:30 | No data | No data
2018-08-21 15:00 | No data | No data
2018-08-21 15:30 | No data | No data
2018-08-21 16:00 | No data | No data
2018-08-21 16:30 | No data | No data
2018-08-21 17:00 | No data | No data
2018-08-21 17:30 | No data | No data
2018-08-21 18:00 | No data | No data
2018-08-21 18:30 | No data | No data
2018-08-21 19:00 | No data | No data
2018-08-21 19:30 | No data | No data
2018-08-21 20:00 | No data | No data
2018-08-21 20:30 | No data | No data
2018-08-21 21:00 | No data | No data
2018-08-21 21:30 | No data | No data
2018-08-21 22:00 | No data | No data
2018-08-21 22:30 | No data | No data
2018-08-21 23:00 | No data | No data
2018-08-21 23:30 | No data | No data
2018-08-22 | No data | No data
2018-08-22 00:30 | No data | No data
2018-08-22 01:00 | No data | No data
2018-08-22 01:30 | No data | No data
2018-08-22 02:00 | No data | No data
2018-08-22 02:30 | No data | No data
2018-08-22 03:00 | No data | No data
2018-08-22 03:30 | No data | No data
2018-08-22 04:00 | No data | No data
2018-08-22 04:30 | No data | No data
2018-08-22 05:00 | No data | No data
2018-08-22 05:30 | No data | No data
2018-08-22 06:00 | No data | No data
2018-08-22 06:30 | No data | No data
2018-08-22 07:00 | No data | No data
2018-08-22 07:30 | No data | No data
2018-08-22 08:00 | No data | No data
2018-08-22 08:30 | No data | No data
2018-08-22 09:00 | No data | No data
2018-08-22 09:30 | No data | No data
2018-08-22 10:00 | No data | No data
2018-08-22 10:30 | No data | No data
2018-08-22 11:00 | No data | No data
2018-08-22 11:30 | No data | No data
2018-08-22 12:00 | No data | No data
2018-08-22 12:30 | No data | No data
2018-08-22 13:00 | No data | No data
2018-08-22 13:30 | No data | No data
2018-08-22 14:00 | No data | No data
2018-08-22 14:30 | No data | No data
2018-08-22 15:00 | No data | No data
2018-08-22 15:30 | No data | No data
2018-08-22 16:00 | No data | No data
2018-08-22 16:30 | No data | No data
2018-08-22 17:00 | No data | No data
2018-08-22 17:30 | No data | No data
2018-08-22 18:00 | No data | No data
2018-08-22 18:30 | No data | No data
2018-08-22 19:00 | No data | No data
2018-08-22 19:30 | No data | No data
2018-08-22 20:00 | No data | No data
2018-08-22 20:30 | No data | No data
2018-08-22 21:00 | No data | No data
2018-08-22 21:30 | No data | No data
2018-08-22 22:00 | No data | No data
2018-08-22 22:30 | No data | No data
2018-08-22 23:00 | No data | No data
2018-08-22 23:30 | No data | No data
2018-08-23 | No data | No data
2018-08-23 00:30 | No data | No data
2018-08-23 01:00 | No data | No data
2018-08-23 01:30 | No data | No data
2018-08-23 02:00 | No data | No data
2018-08-23 02:30 | No data | No data
2018-08-23 03:00 | No data | No data
2018-08-23 03:30 | No data | No data
2018-08-23 04:00 | No data | No data
2018-08-23 04:30 | No data | No data
2018-08-23 05:00 | No data | No data
2018-08-23 05:30 | No data | No data
2018-08-23 06:00 | No data | No data
2018-08-23 06:30 | No data | No data
2018-08-23 07:00 | No data | No data
2018-08-23 07:30 | No data | No data
2018-08-23 08:00 | No data | No data
2018-08-23 08:30 | No data | No data
2018-08-23 09:00 | No data | No data
2018-08-23 09:30 | No data | No data
2018-08-23 10:00 | No data | No data
2018-08-23 10:30 | No data | No data
2018-08-23 11:00 | No data | No data
2018-08-23 11:30 | No data | No data
2018-08-23 12:00 | No data | No data
2018-08-23 12:30 | No data | No data
2018-08-23 13:00 | No data | No data
2018-08-23 13:30 | No data | No data
2018-08-23 14:00 | No data | No data
2018-08-23 14:30 | No data | No data
2018-08-23 15:00 | No data | No data
2018-08-23 15:30 | No data | No data
2018-08-23 16:00 | No data | No data
2018-08-23 16:30 | No data | No data
2018-08-23 17:00 | No data | No data
2018-08-23 17:30 | No data | No data
2018-08-23 18:00 | No data | No data
2018-08-23 18:30 | No data | No data
2018-08-23 19:00 | No data | No data
2018-08-23 19:30 | No data | No data
2018-08-23 20:00 | No data | No data
2018-08-23 20:30 | No data | No data
2018-08-23 21:00 | No data | No data
2018-08-23 21:30 | No data | No data
2018-08-23 22:00 | No data | No data
2018-08-23 22:30 | No data | No data
2018-08-23 23:00 | No data | No data
2018-08-23 23:30 | No data | No data
2018-08-24 | No data | No data
2018-08-24 00:30 | No data | No data
2018-08-24 01:00 | No data | No data
2018-08-24 01:30 | No data | No data
2018-08-24 02:00 | No data | No data
2018-08-24 02:30 | No data | No data
2018-08-24 03:00 | No data | No data
2018-08-24 03:30 | No data | No data
2018-08-24 04:00 | No data | No data
2018-08-24 04:30 | No data | No data
2018-08-24 05:00 | No data | No data
2018-08-24 05:30 | No data | No data
2018-08-24 06:00 | No data | No data
2018-08-24 06:30 | No data | No data
2018-08-24 07:00 | No data | No data
2018-08-24 07:30 | No data | No data
2018-08-24 08:00 | No data | No data
2018-08-24 08:30 | No data | No data
2018-08-24 09:00 | No data | No data
2018-08-24 09:30 | No data | No data
2018-08-24 10:00 | No data | No data
2018-08-24 10:30 | No data | No data
2018-08-24 11:00 | No data | No data
2018-08-24 11:30 | No data | No data
2018-08-24 12:00 | No data | No data
2018-08-24 12:30 | No data | No data
2018-08-24 13:00 | No data | No data
2018-08-24 13:30 | No data | No data
2018-08-24 14:00 | No data | No data
2018-08-24 14:30 | No data | No data
2018-08-24 15:00 | No data | No data
2018-08-24 15:30 | No data | No data
2018-08-24 16:00 | No data | No data
2018-08-24 16:30 | No data | No data
2018-08-24 17:00 | No data | No data
2018-08-24 17:30 | No data | No data
2018-08-24 18:00 | No data | No data
2018-08-24 18:30 | No data | No data
2018-08-24 19:00 | No data | No data
2018-08-24 19:30 | No data | No data
2018-08-24 20:00 | No data | No data
2018-08-24 20:30 | No data | No data
2018-08-24 21:00 | No data | No data
2018-08-24 21:30 | No data | No data
2018-08-24 22:00 | No data | No data
2018-08-24 22:30 | No data | No data
2018-08-24 23:00 | No data | No data
2018-08-24 23:30 | No data | No data
2018-08-25 | No data | No data
2018-08-25 00:30 | No data | No data
2018-08-25 01:00 | No data | No data
2018-08-25 01:30 | No data | No data
2018-08-25 02:00 | No data | No data
2018-08-25 02:30 | No data | No data
2018-08-25 03:00 | No data | No data
2018-08-25 03:30 | No data | No data
2018-08-25 04:00 | No data | No data
2018-08-25 04:30 | No data | No data
2018-08-25 05:00 | No data | No data
2018-08-25 05:30 | No data | No data
2018-08-25 06:00 | No data | No data
2018-08-25 06:30 | No data | No data
2018-08-25 07:00 | No data | No data
2018-08-25 07:30 | No data | No data
2018-08-25 08:00 | No data | No data
2018-08-25 08:30 | No data | No data
2018-08-25 09:00 | No data | No data
2018-08-25 09:30 | No data | No data
2018-08-25 10:00 | No data | No data
2018-08-25 10:30 | No data | No data
2018-08-25 11:00 | No data | No data
2018-08-25 11:30 | No data | No data
2018-08-25 12:00 | No data | No data
2018-08-25 12:30 | No data | No data
2018-08-25 13:00 | No data | No data
2018-08-25 13:30 | No data | No data
2018-08-25 14:00 | No data | No data
2018-08-25 14:30 | No data | No data
2018-08-25 15:00 | No data | No data
2018-08-25 15:30 | No data | No data
2018-08-25 16:00 | No data | No data
2018-08-25 16:30 | No data | No data
2018-08-25 17:00 | No data | No data
2018-08-25 17:30 | No data | No data
2018-08-25 18:00 | No data | No data
2018-08-25 18:30 | No data | No data
2018-08-25 19:00 | No data | No data
2018-08-25 19:30 | No data | No data
2018-08-25 20:00 | No data | No data
2018-08-25 20:30 | No data | No data
2018-08-25 21:00 | No data | No data
2018-08-25 21:30 | No data | No data
2018-08-25 22:00 | No data | No data
2018-08-25 22:30 | No data | No data
2018-08-25 23:00 | No data | No data
2018-08-25 23:30 | No data | No data
2018-08-26 | No data | No data
2018-08-26 00:30 | No data | No data
2018-08-26 01:00 | No data | No data
2018-08-26 01:30 | No data | No data
2018-08-26 02:00 | No data | No data
2018-08-26 02:30 | No data | No data
2018-08-26 03:00 | No data | No data
2018-08-26 03:30 | No data | No data
2018-08-26 04:00 | No data | No data
2018-08-26 04:30 | No data | No data
2018-08-26 05:00 | No data | No data
2018-08-26 05:30 | No data | No data
2018-08-26 06:00 | No data | No data
2018-08-26 06:30 | No data | No data
2018-08-26 07:00 | No data | No data
2018-08-26 07:30 | No data | No data
2018-08-26 08:00 | No data | No data
2018-08-26 08:30 | No data | No data
2018-08-26 09:00 | No data | No data
2018-08-26 09:30 | No data | No data
2018-08-26 10:00 | No data | No data
2018-08-26 10:30 | No data | No data
2018-08-26 11:00 | No data | No data
2018-08-26 11:30 | No data | No data
2018-08-26 12:00 | 584 | 565
2018-08-26 12:30 | 529 | 514
2018-08-26 13:00 | 525 | 510
2018-08-26 13:30 | 512 | 496
2018-08-26 14:00 | 437 | 415
2018-08-26 14:30 | 412 | 388
2018-08-26 15:00 | 398 | 372
2018-08-26 15:30 | 434 | 411
2018-08-26 16:00 | 460 | 440
2018-08-26 16:30 | 471 | 451
2018-08-26 17:00 | 508 | 491
2018-08-26 17:30 | 570 | 557
2018-08-26 18:00 | 591 | 580
2018-08-26 18:30 | 602 | 591
2018-08-26 19:00 | 601 | 591
2018-08-26 19:30 | 579 | 567
2018-08-26 20:00 | 581 | 570
2018-08-26 20:30 | 589 | 578
2018-08-26 21:00 | 583 | 571
2018-08-26 21:30 | 578 | 566
2018-08-26 22:00 | 563 | 549
2018-08-26 22:30 | 548 | 534
2018-08-26 23:00 | 538 | 523
2018-08-26 23:30 | 535 | 519
2018-08-27 | 508 | 490
2018-08-27 00:30 | 471 | 449
2018-08-27 01:00 | 453 | 428
2018-08-27 01:30 | 456 | 431
2018-08-27 02:00 | 460 | 434
2018-08-27 02:30 | 433 | 404
2018-08-27 03:00 | 435 | 404
2018-08-27 03:30 | 405 | 370
2018-08-27 04:00 | 402 | 367
2018-08-27 04:30 | 396 | 360
2018-08-27 05:00 | 406 | 372
2018-08-27 05:30 | 452 | 426
2018-08-27 06:00 | 487 | 467
2018-08-27 06:30 | 544 | 529
2018-08-27 07:00 | 620 | 609
2018-08-27 07:30 | 649 | 640
2018-08-27 08:00 | 672 | 662
2018-08-27 08:30 | 667 | 651
2018-08-27 09:00 | 651 | 633
2018-08-27 09:30 | 626 | 607
2018-08-27 10:00 | 601 | 580
2018-08-27 10:30 | 530 | 508
2018-08-27 11:00 | 536 | 521
2018-08-27 11:30 | 547 | 533
2018-08-27 12:00 | 538 | 523
2018-08-27 12:30 | 537 | 521
2018-08-27 13:00 | 532 | 517
2018-08-27 13:30 | 536 | 522
2018-08-27 14:00 | 561 | 548
2018-08-27 14:30 | 553 | 539
2018-08-27 15:00 | 564 | 551
2018-08-27 15:30 | 585 | 574
2018-08-27 16:00 | 588 | 577
2018-08-27 16:30 | 619 | 608
2018-08-27 17:00 | 626 | 616
2018-08-27 17:30 | 619 | 610
2018-08-27 18:00 | 644 | 636
2018-08-27 18:30 | 669 | 660
2018-08-27 19:00 | 656 | 640
2018-08-27 19:30 | 632 | 615
2018-08-27 20:00 | 629 | 611
2018-08-27 20:30 | 642 | 625
2018-08-27 21:00 | 630 | 612
2018-08-27 21:30 | 582 | 560
2018-08-27 22:00 | 578 | 565
2018-08-27 22:30 | 569 | 557
2018-08-27 23:00 | 560 | 547
2018-08-27 23:30 | 563 | 549
2018-08-28 | 542 | 527
2018-08-28 00:30 | 511 | 493
2018-08-28 01:00 | 494 | 474
2018-08-28 01:30 | 475 | 454
2018-08-28 02:00 | 462 | 440
2018-08-28 02:30 | 455 | 432
2018-08-28 03:00 | 392 | 362
2018-08-28 03:30 | 358 | 319
2018-08-28 04:00 | 343 | 300
2018-08-28 04:30 | 392 | 356
2018-08-28 05:00 | 409 | 376
2018-08-28 05:30 | 482 | 458
2018-08-28 06:00 | 583 | 573
2018-08-28 06:30 | 602 | 593
2018-08-28 07:00 | 648 | 641
2018-08-28 07:30 | 669 | 662
2018-08-28 08:00 | 697 | 685
2018-08-28 08:30 | 683 | 670
2018-08-28 09:00 | 662 | 647
2018-08-28 09:30 | 641 | 624
2018-08-28 10:00 | 624 | 606
2018-08-28 10:30 | 600 | 581
2018-08-28 11:00 | 571 | 548
2018-08-28 11:30 | 532 | 507
2018-08-28 12:00 | 490 | 474
2018-08-28 12:30 | 489 | 474
2018-08-28 13:00 | 504 | 489
2018-08-28 13:30 | 536 | 523
2018-08-28 14:00 | 541 | 528
2018-08-28 14:30 | 541 | 527
2018-08-28 15:00 | 557 | 545
2018-08-28 15:30 | 569 | 557
2018-08-28 16:00 | 607 | 597
2018-08-28 16:30 | 618 | 608
2018-08-28 17:00 | 676 | 671
2018-08-28 17:30 | 669 | 661
2018-08-28 18:00 | 689 | 678
2018-08-28 18:30 | 684 | 673
2018-08-28 19:00 | 673 | 661
2018-08-28 19:30 | 680 | 668
2018-08-28 20:00 | 671 | 659
2018-08-28 20:30 | 670 | 657
2018-08-28 21:00 | 672 | 659
2018-08-28 21:30 | 655 | 641
2018-08-28 22:00 | 650 | 635
2018-08-28 22:30 | 625 | 608
2018-08-28 23:00 | 571 | 559
2018-08-28 23:30 | 562 | 550
2018-08-29 | 548 | 535
2018-08-29 00:30 | 497 | 480
2018-08-29 01:00 | 491 | 472
2018-08-29 01:30 | 488 | 468
2018-08-29 02:00 | 469 | 447
2018-08-29 02:30 | 442 | 418
2018-08-29 03:00 | 452 | 429
2018-08-29 03:30 | 447 | 422
2018-08-29 04:00 | 462 | 440
2018-08-29 04:30 | 461 | 438
2018-08-29 05:00 | 452 | 429
2018-08-29 05:30 | 497 | 478
2018-08-29 06:00 | 526 | 510
2018-08-29 06:30 | 588 | 571
2018-08-29 07:00 | 614 | 593
2018-08-29 07:30 | 647 | 629
2018-08-29 08:00 | 694 | 679
2018-08-29 08:30 | 691 | 676
2018-08-29 09:00 | 697 | 682
2018-08-29 09:30 | 658 | 640
2018-08-29 10:00 | 628 | 607
2018-08-29 10:30 | 556 | 530
2018-08-29 11:00 | 487 | 467
2018-08-29 11:30 | 438 | 416
2018-08-29 12:00 | 422 | 399
2018-08-29 12:30 | 419 | 396
2018-08-29 13:00 | 420 | 397
2018-08-29 13:30 | 447 | 426
2018-08-29 14:00 | 448 | 427
2018-08-29 14:30 | 463 | 444
2018-08-29 15:00 | 452 | 431
2018-08-29 15:30 | 478 | 459
2018-08-29 16:00 | 525 | 509
2018-08-29 16:30 | 570 | 557
2018-08-29 17:00 | 608 | 597
2018-08-29 17:30 | 594 | 583
2018-08-29 18:00 | 583 | 571
2018-08-29 18:30 | 593 | 582
2018-08-29 19:00 | 590 | 579
2018-08-29 19:30 | 595 | 584
2018-08-29 20:00 | 584 | 572
2018-08-29 20:30 | 579 | 567
2018-08-29 21:00 | 590 | 579
2018-08-29 21:30 | 590 | 579
2018-08-29 22:00 | 567 | 554
2018-08-29 22:30 | 575 | 562
2018-08-29 23:00 | 580 | 568
2018-08-29 23:30 | 561 | 548
2018-08-30 | 536 | 520
2018-08-30 00:30 | 491 | 471
2018-08-30 01:00 | 455 | 432
2018-08-30 01:30 | 475 | 454
2018-08-30 02:00 | 468 | 447
2018-08-30 02:30 | 485 | 465
2018-08-30 03:00 | 522 | 504
2018-08-30 03:30 | 516 | 497
2018-08-30 04:00 | 512 | 493
2018-08-30 04:30 | 491 | 470
2018-08-30 05:00 | 494 | 474
2018-08-30 05:30 | 519 | 501
2018-08-30 06:00 | 558 | 543
2018-08-30 06:30 | 581 | 567
2018-08-30 07:00 | 639 | 630
2018-08-30 07:30 | 682 | 669
2018-08-30 08:00 | 685 | 668
2018-08-30 08:30 | 698 | 683
2018-08-30 09:00 | 678 | 661
2018-08-30 09:30 | 649 | 630
2018-08-30 10:00 | 562 | 543
2018-08-30 10:30 | 569 | 555
2018-08-30 11:00 | 504 | 486
2018-08-30 11:30 | 499 | 482
2018-08-30 12:00 | 487 | 469
2018-08-30 12:30 | 475 | 456
2018-08-30 13:00 | 492 | 474
2018-08-30 13:30 | 497 | 480
2018-08-30 14:00 | 497 | 479
2018-08-30 14:30 | 508 | 491
2018-08-30 15:00 | 550 | 536
2018-08-30 15:30 | 578 | 565
2018-08-30 16:00 | 588 | 576
2018-08-30 16:30 | 618 | 601
2018-08-30 17:00 | 624 | 604
2018-08-30 17:30 | 612 | 592
2018-08-30 18:00 | 602 | 581
2018-08-30 18:30 | 603 | 584
2018-08-30 19:00 | 599 | 579
2018-08-30 19:30 | 596 | 576
2018-08-30 20:00 | 593 | 573
2018-08-30 20:30 | 611 | 591
2018-08-30 21:00 | 600 | 580
2018-08-30 21:30 | 578 | 555
2018-08-30 22:00 | 552 | 537
2018-08-30 22:30 | 530 | 515
2018-08-30 23:00 | 519 | 502
2018-08-30 23:30 | 507 | 489
2018-08-31 | 512 | 494
2018-08-31 00:30 | 433 | 408
2018-08-31 01:00 | 432 | 405
2018-08-31 01:30 | 403 | 372
2018-08-31 02:00 | 431 | 401
2018-08-31 02:30 | 428 | 396
2018-08-31 03:00 | 401 | 366
2018-08-31 03:30 | 416 | 383
2018-08-31 04:00 | 422 | 391
2018-08-31 04:30 | 401 | 367
2018-08-31 05:00 | 400 | 366
2018-08-31 05:30 | 396 | 363
2018-08-31 06:00 | 408 | 379
2018-08-31 06:30 | 525 | 508
2018-08-31 07:00 | 626 | 609
2018-08-31 07:30 | 673 | 656
2018-08-31 08:00 | 673 | 657
2018-08-31 08:30 | 664 | 648
2018-08-31 09:00 | 669 | 654
2018-08-31 09:30 | 641 | 625
2018-08-31 10:00 | 604 | 584
2018-08-31 10:30 | 585 | 563
2018-08-31 11:00 | 569 | 546
2018-08-31 11:30 | 549 | 524
2018-08-31 12:00 | 527 | 500
2018-08-31 12:30 | 480 | 458
2018-08-31 13:00 | 485 | 468
2018-08-31 13:30 | 484 | 467
2018-08-31 14:00 | 498 | 481
2018-08-31 14:30 | 524 | 509
2018-08-31 15:00 | 566 | 553
2018-08-31 15:30 | 593 | 582
2018-08-31 16:00 | 612 | 602
2018-08-31 16:30 | 636 | 627
2018-08-31 17:00 | 643 | 635
2018-08-31 17:30 | 633 | 625
2018-08-31 18:00 | 627 | 618
2018-08-31 18:30 | 613 | 604
2018-08-31 19:00 | 601 | 591
2018-08-31 19:30 | 589 | 578
2018-08-31 20:00 | 595 | 585
2018-08-31 20:30 | 590 | 580
2018-08-31 21:00 | 575 | 563
2018-08-31 21:30 | 584 | 573
2018-08-31 22:00 | 587 | 576
2018-08-31 22:30 | 582 | 571
2018-08-31 23:00 | 572 | 559
2018-08-31 23:30 | 569 | 556
2018-09-01 | 553 | 539
2018-09-01 00:30 | 496 | 476
2018-09-01 01:00 | 473 | 451
2018-09-01 01:30 | 427 | 399
2018-09-01 02:00 | 423 | 395
2018-09-01 02:30 | 381 | 347
2018-09-01 03:00 | 379 | 345
2018-09-01 03:30 | 339 | 300
2018-09-01 04:00 | 300 | 254
2018-09-01 04:30 | 329 | 288
2018-09-01 05:00 | 341 | 302
2018-09-01 05:30 | 391 | 359
2018-09-01 06:00 | 461 | 437
2018-09-01 06:30 | 484 | 461
2018-09-01 07:00 | 546 | 530
2018-09-01 07:30 | 581 | 566
2018-09-01 08:00 | 619 | 596
2018-09-01 08:30 | 647 | 626
2018-09-01 09:00 | 636 | 615
2018-09-01 09:30 | 618 | 597
2018-09-01 10:00 | 579 | 556
2018-09-01 10:30 | 379 | 369
2018-09-01 11:00 | 345 | 334
2018-09-01 11:30 | 301 | 292
2018-09-01 12:00 | 274 | 261
2018-09-01 12:30 | 248 | 232
2018-09-01 13:00 | 269 | 255
2018-09-01 13:30 | 267 | 254
2018-09-01 14:00 | 278 | 265
2018-09-01 14:30 | 293 | 281
2018-09-01 15:00 | 321 | 310
2018-09-01 15:30 | 293 | 282
2018-09-01 16:00 | 323 | 313
2018-09-01 16:30 | 362 | 355
2018-09-01 17:00 | 384 | 376
2018-09-01 17:30 | 379 | 370
2018-09-01 18:00 | 379 | 370
2018-09-01 18:30 | 364 | 354
2018-09-01 19:00 | 368 | 358
2018-09-01 19:30 | 364 | 354
2018-09-01 20:00 | 346 | 340
2018-09-01 20:30 | 364 | 358
2018-09-01 21:00 | 368 | 362
2018-09-01 21:30 | 373 | 368
2018-09-01 22:00 | 375 | 370
2018-09-01 22:30 | 364 | 358
2018-09-01 23:00 | 374 | 369
2018-09-01 23:30 | 375 | 369
2018-09-02 | 358 | 351
2018-09-02 00:30 | 316 | 307
2018-09-02 01:00 | 271 | 256
2018-09-02 01:30 | 260 | 244
2018-09-02 02:00 | 247 | 229
2018-09-02 02:30 | 231 | 211
2018-09-02 03:00 | 226 | 206
2018-09-02 03:30 | 236 | 217
2018-09-02 04:00 | 255 | 238
2018-09-02 04:30 | 262 | 246
2018-09-02 05:00 | 244 | 226
2018-09-02 05:30 | 269 | 254
2018-09-02 06:00 | 286 | 272
2018-09-02 06:30 | 283 | 269
2018-09-02 07:00 | 300 | 289
2018-09-02 07:30 | 320 | 311
2018-09-02 08:00 | 348 | 341
2018-09-02 08:30 | 370 | 364
2018-09-02 09:00 | 380 | 376
2018-09-02 09:30 | 376 | 370
2018-09-02 10:00 | 355 | 349
2018-09-02 10:30 | 338 | 331
2018-09-02 11:00 | 312 | 304
2018-09-02 11:30 | 286 | 276
2018-09-02 12:00 | 279 | 266
2018-09-02 12:30 | 287 | 275
2018-09-02 13:00 | 282 | 270
2018-09-02 13:30 | 280 | 267
2018-09-02 14:00 | 281 | 268
2018-09-02 14:30 | 252 | 237
2018-09-02 15:00 | 283 | 271
2018-09-02 15:30 | 333 | 324
2018-09-02 16:00 | 373 | 367
2018-09-02 16:30 | 400 | 396
2018-09-02 17:00 | 409 | 406
2018-09-02 17:30 | 392 | 388
2018-09-02 18:00 | 370 | 365
2018-09-02 18:30 | 372 | 367
2018-09-02 19:00 | 365 | 359
2018-09-02 19:30 | 361 | 356
2018-09-02 20:00 | 371 | 366
2018-09-02 20:30 | 381 | 376
2018-09-02 21:00 | 365 | 360
2018-09-02 21:30 | 376 | 371
2018-09-02 22:00 | 375 | 370
2018-09-02 22:30 | 366 | 360
2018-09-02 23:00 | 365 | 359
2018-09-02 23:30 | 356 | 350
2018-09-03 | 337 | 328
2018-09-03 00:30 | 307 | 295
2018-09-03 01:00 | 296 | 284
2018-09-03 01:30 | 272 | 257
2018-09-03 02:00 | 245 | 228
2018-09-03 02:30 | 253 | 234
2018-09-03 03:00 | 278 | 262
2018-09-03 03:30 | 301 | 287
2018-09-03 04:00 | 303 | 290
2018-09-03 04:30 | 292 | 279
2018-09-03 05:00 | 267 | 251
2018-09-03 05:30 | 289 | 276
2018-09-03 06:00 | 328 | 318
2018-09-03 06:30 | 392 | 388
2018-09-03 07:00 | 429 | 426
2018-09-03 07:30 | 452 | 448
2018-09-03 08:00 | 479 | 475
2018-09-03 08:30 | 452 | 446
2018-09-03 09:00 | 440 | 433
2018-09-03 09:30 | 448 | 442
2018-09-03 10:00 | 444 | 438
2018-09-03 10:30 | 429 | 422
2018-09-03 11:00 | 425 | 418
2018-09-03 11:30 | 433 | 426
2018-09-03 12:00 | 427 | 420
2018-09-03 12:30 | 427 | 421
2018-09-03 13:00 | 445 | 444
2018-09-03 13:30 | 452 | 451
2018-09-03 14:00 | 435 | 434
2018-09-03 14:30 | 431 | 430
2018-09-03 15:00 | 440 | 438
2018-09-03 15:30 | 431 | 429
2018-09-03 16:00 | 428 | 426
2018-09-03 16:30 | 448 | 447
2018-09-03 17:00 | 447 | 446
2018-09-03 17:30 | 450 | 449
2018-09-03 18:00 | 455 | 455
2018-09-03 18:30 | 440 | 439
2018-09-03 19:00 | 431 | 429
2018-09-03 19:30 | 437 | 435
2018-09-03 20:00 | 431 | 429
2018-09-03 20:30 | 443 | 442
2018-09-03 21:00 | 435 | 433
2018-09-03 21:30 | 429 | 427
2018-09-03 22:00 | 431 | 429
2018-09-03 22:30 | 419 | 417
2018-09-03 23:00 | 395 | 392
2018-09-03 23:30 | 378 | 374
2018-09-04 | 372 | 367
2018-09-04 00:30 | 351 | 345
2018-09-04 01:00 | 345 | 338
2018-09-04 01:30 | 332 | 325
2018-09-04 02:00 | 298 | 289
2018-09-04 02:30 | 294 | 284
2018-09-04 03:00 | 302 | 291
2018-09-04 03:30 | 298 | 288
2018-09-04 04:00 | 290 | 278
2018-09-04 04:30 | 272 | 260
2018-09-04 05:00 | 281 | 269
2018-09-04 05:30 | 318 | 309
2018-09-04 06:00 | 346 | 339
2018-09-04 06:30 | 374 | 369
2018-09-04 07:00 | 408 | 405
2018-09-04 07:30 | 426 | 423
2018-09-04 08:00 | 446 | 444
2018-09-04 08:30 | 455 | 454
2018-09-04 09:00 | 440 | 438
2018-09-04 09:30 | 439 | 437
2018-09-04 10:00 | 429 | 427
2018-09-04 10:30 | 421 | 418
2018-09-04 11:00 | 401 | 398
2018-09-04 11:30 | 380 | 376
2018-09-04 12:00 | 359 | 355
2018-09-04 12:30 | 357 | 352
2018-09-04 13:00 | 353 | 348
2018-09-04 13:30 | 375 | 371
2018-09-04 14:00 | 380 | 376
2018-09-04 14:30 | 395 | 392
2018-09-04 15:00 | 396 | 393
2018-09-04 15:30 | 394 | 391
2018-09-04 16:00 | 428 | 426
2018-09-04 16:30 | 428 | 426
2018-09-04 17:00 | 425 | 423
2018-09-04 17:30 | 427 | 425
2018-09-04 18:00 | 444 | 443
2018-09-04 18:30 | 447 | 447
2018-09-04 19:00 | 447 | 446
2018-09-04 19:30 | 441 | 440
2018-09-04 20:00 | 433 | 432
2018-09-04 20:30 | 428 | 427
2018-09-04 21:00 | 421 | 419
2018-09-04 21:30 | 423 | 421
2018-09-04 22:00 | 424 | 422
2018-09-04 22:30 | 422 | 420
2018-09-04 23:00 | 393 | 390
2018-09-04 23:30 | 390 | 386
2018-09-05 | 379 | 375
2018-09-05 00:30 | 361 | 355
2018-09-05 01:00 | 347 | 341
2018-09-05 01:30 | 335 | 328
2018-09-05 02:00 | 307 | 296
2018-09-05 02:30 | 279 | 266
2018-09-05 03:00 | 257 | 241
2018-09-05 03:30 | 263 | 247
2018-09-05 04:00 | 267 | 252
2018-09-05 04:30 | 276 | 261
2018-09-05 05:00 | 284 | 270
2018-09-05 05:30 | 292 | 279
2018-09-05 06:00 | 344 | 335
2018-09-05 06:30 | 383 | 378
2018-09-05 07:00 | 412 | 409
2018-09-05 07:30 | 433 | 432
2018-09-05 08:00 | 451 | 449
2018-09-05 08:30 | 445 | 444
2018-09-05 09:00 | 428 | 426
2018-09-05 09:30 | 418 | 416
2018-09-05 10:00 | 417 | 415
2018-09-05 10:30 | 376 | 373
2018-09-05 11:00 | 363 | 359
2018-09-05 11:30 | 355 | 351
2018-09-05 12:00 | 341 | 336
2018-09-05 12:30 | 353 | 348
2018-09-05 13:00 | 343 | 338
2018-09-05 13:30 | 358 | 353
2018-09-05 14:00 | 355 | 351
2018-09-05 14:30 | 359 | 354
2018-09-05 15:00 | 358 | 354
2018-09-05 15:30 | 373 | 370
2018-09-05 16:00 | 388 | 385
2018-09-05 16:30 | 410 | 407
2018-09-05 17:00 | 404 | 402
2018-09-05 17:30 | 411 | 410
2018-09-05 18:00 | 426 | 425
2018-09-05 18:30 | 426 | 425
2018-09-05 19:00 | 419 | 418
2018-09-05 19:30 | 414 | 412
2018-09-05 20:00 | 413 | 411
2018-09-05 20:30 | 416 | 414
2018-09-05 21:00 | 403 | 401
2018-09-05 21:30 | 396 | 393
2018-09-05 22:00 | 380 | 376
2018-09-05 22:30 | 369 | 365
2018-09-05 23:00 | 373 | 369
2018-09-05 23:30 | 374 | 369
2018-09-06 | 369 | 364
2018-09-06 00:30 | 348 | 342
2018-09-06 01:00 | 329 | 321
2018-09-06 01:30 | 323 | 315
2018-09-06 02:00 | 276 | 263
2018-09-06 02:30 | 281 | 268
2018-09-06 03:00 | 298 | 285
2018-09-06 03:30 | 300 | 288
2018-09-06 04:00 | 316 | 306
2018-09-06 04:30 | 303 | 291
2018-09-06 05:00 | 318 | 308
2018-09-06 05:30 | 348 | 341
2018-09-06 06:00 | 388 | 383
2018-09-06 06:30 | 408 | 405
2018-09-06 07:00 | 431 | 429
2018-09-06 07:30 | 443 | 442
2018-09-06 08:00 | 440 | 438
2018-09-06 08:30 | 435 | 433
2018-09-06 09:00 | 429 | 427
2018-09-06 09:30 | 425 | 422
2018-09-06 10:00 | 418 | 416
2018-09-06 10:30 | 401 | 398
2018-09-06 11:00 | 392 | 389
2018-09-06 11:30 | 384 | 380
2018-09-06 12:00 | 395 | 392
2018-09-06 12:30 | 380 | 375
2018-09-06 13:00 | 386 | 382
2018-09-06 13:30 | 396 | 392
2018-09-06 14:00 | 410 | 407
2018-09-06 14:30 | 413 | 410
2018-09-06 15:00 | 396 | 393
2018-09-06 15:30 | 379 | 374
2018-09-06 16:00 | 366 | 362
2018-09-06 16:30 | 392 | 388
2018-09-06 17:00 | 414 | 411
2018-09-06 17:30 | 390 | 387
2018-09-06 18:00 | 387 | 383
2018-09-06 18:30 | 386 | 382
2018-09-06 19:00 | 384 | 380
2018-09-06 19:30 | 384 | 380
2018-09-06 20:00 | 385 | 382
2018-09-06 20:30 | 381 | 377
2018-09-06 21:00 | 386 | 382
2018-09-06 21:30 | 372 | 367
2018-09-06 22:00 | 369 | 364
2018-09-06 22:30 | 363 | 357
2018-09-06 23:00 | 342 | 335
2018-09-06 23:30 | 347 | 340
2018-09-07 | 348 | 341
2018-09-07 00:30 | 354 | 347
2018-09-07 01:00 | 350 | 344
2018-09-07 01:30 | 353 | 346
2018-09-07 02:00 | 333 | 326
2018-09-07 02:30 | 340 | 333
2018-09-07 03:00 | 334 | 327
2018-09-07 03:30 | 343 | 336
2018-09-07 04:00 | 345 | 338
2018-09-07 04:30 | 339 | 331
2018-09-07 05:00 | 335 | 327
2018-09-07 05:30 | 336 | 329
2018-09-07 06:00 | 346 | 340
2018-09-07 06:30 | 385 | 380
2018-09-07 07:00 | 407 | 403
2018-09-07 07:30 | 423 | 421
2018-09-07 08:00 | 440 | 439
2018-09-07 08:30 | 421 | 419
2018-09-07 09:00 | 389 | 385
2018-09-07 09:30 | 364 | 360
2018-09-07 10:00 | 358 | 353
2018-09-07 10:30 | 420 | 418
2018-09-07 11:00 | 428 | 426
2018-09-07 11:30 | 407 | 405
2018-09-07 12:00 | 425 | 423
2018-09-07 12:30 | 431 | 423
2018-09-07 13:00 | 535 | 527
2018-09-07 13:30 | 619 | 610
2018-09-07 14:00 | 612 | 602
2018-09-07 14:30 | 595 | 584
2018-09-07 15:00 | 579 | 567
2018-09-07 15:30 | 582 | 570
2018-09-07 16:00 | 581 | 569
2018-09-07 16:30 | 623 | 613
2018-09-07 17:00 | 618 | 609
2018-09-07 17:30 | 597 | 587
2018-09-07 18:00 | 595 | 585
2018-09-07 18:30 | 605 | 595
2018-09-07 19:00 | 584 | 574
2018-09-07 19:30 | 586 | 575
2018-09-07 20:00 | 592 | 581
2018-09-07 20:30 | 601 | 591
2018-09-07 21:00 | 587 | 576
2018-09-07 21:30 | 576 | 565
2018-09-07 22:00 | 580 | 569
2018-09-07 22:30 | 498 | 481
2018-09-07 23:00 | 465 | 445
2018-09-07 23:30 | 437 | 414
2018-09-08 | 389 | 361
2018-09-08 00:30 | 378 | 346
2018-09-08 01:00 | 362 | 327
2018-09-08 01:30 | 313 | 270
2018-09-08 02:00 | 289 | 238
2018-09-08 02:30 | 278 | 224
2018-09-08 03:00 | 272 | 217
2018-09-08 03:30 | 260 | 202
2018-09-08 04:00 | 267 | 211
2018-09-08 04:30 | 265 | 208
2018-09-08 05:00 | 257 | 195
2018-09-08 05:30 | 292 | 236
2018-09-08 06:00 | 313 | 263
2018-09-08 06:30 | 341 | 300
2018-09-08 07:00 | 376 | 342
2018-09-08 07:30 | 407 | 377
2018-09-08 08:00 | 444 | 403
2018-09-08 08:30 | 460 | 415
2018-09-08 09:00 | 534 | 500
2018-09-08 09:30 | 585 | 557
2018-09-08 10:00 | 594 | 568
2018-09-08 10:30 | 544 | 513
2018-09-08 11:00 | 479 | 441
2018-09-08 11:30 | 441 | 397
2018-09-08 12:00 | 403 | 370
2018-09-08 12:30 | 373 | 339
2018-09-08 13:00 | 429 | 401
2018-09-08 13:30 | 487 | 465
2018-09-08 14:00 | 555 | 538
2018-09-08 14:30 | 552 | 534
2018-09-08 15:00 | 558 | 541
2018-09-08 15:30 | 547 | 529
2018-09-08 16:00 | 531 | 512
2018-09-08 16:30 | 547 | 529
2018-09-08 17:00 | 589 | 563
2018-09-08 17:30 | 579 | 551
2018-09-08 18:00 | 550 | 520
2018-09-08 18:30 | 523 | 490
2018-09-08 19:00 | 503 | 467
2018-09-08 19:30 | 506 | 472
2018-09-08 20:00 | 513 | 480
2018-09-08 20:30 | 522 | 490
2018-09-08 21:00 | 533 | 502
2018-09-08 21:30 | 558 | 529
2018-09-08 22:00 | 548 | 517
2018-09-08 22:30 | 539 | 507
2018-09-08 23:00 | 542 | 511
2018-09-08 23:30 | 541 | 509
2018-09-09 | 534 | 501
2018-09-09 00:30 | 507 | 481
2018-09-09 01:00 | 467 | 442
2018-09-09 01:30 | 384 | 352
2018-09-09 02:00 | 320 | 275
2018-09-09 02:30 | 257 | 192
2018-09-09 03:00 | 257 | 190
2018-09-09 03:30 | 244 | 173
2018-09-09 04:00 | 258 | 191
2018-09-09 04:30 | 264 | 199
2018-09-09 05:00 | 286 | 228
2018-09-09 05:30 | 297 | 241
2018-09-09 06:00 | 312 | 262
2018-09-09 06:30 | 323 | 277
2018-09-09 07:00 | 328 | 283
2018-09-09 07:30 | 372 | 333
2018-09-09 08:00 | 420 | 391
2018-09-09 08:30 | 393 | 361
2018-09-09 09:00 | 393 | 360
2018-09-09 09:30 | 389 | 356
2018-09-09 10:00 | 386 | 352
2018-09-09 10:30 | 371 | 336
2018-09-09 11:00 | 365 | 329
2018-09-09 11:30 | 362 | 326
2018-09-09 12:00 | 340 | 300
2018-09-09 12:30 | 324 | 283
2018-09-09 13:00 | 326 | 284
2018-09-09 13:30 | 323 | 281
2018-09-09 14:00 | 329 | 288
2018-09-09 14:30 | 346 | 308
2018-09-09 15:00 | 345 | 307
2018-09-09 15:30 | 355 | 320
2018-09-09 16:00 | 366 | 333
2018-09-09 16:30 | 367 | 334
2018-09-09 17:00 | 399 | 372
2018-09-09 17:30 | 499 | 480
2018-09-09 18:00 | 504 | 486
2018-09-09 18:30 | 510 | 493
2018-09-09 19:00 | 505 | 488
2018-09-09 19:30 | 495 | 477
2018-09-09 20:00 | 514 | 497
2018-09-09 20:30 | 502 | 484
2018-09-09 21:00 | 475 | 455
2018-09-09 21:30 | 466 | 445
2018-09-09 22:00 | 460 | 438
2018-09-09 22:30 | 459 | 437
2018-09-09 23:00 | 433 | 409
2018-09-09 23:30 | 426 | 400
2018-09-10 | 426 | 400
2018-09-10 00:30 | 368 | 334
2018-09-10 01:00 | 364 | 324
2018-09-10 01:30 | 361 | 322
2018-09-10 02:00 | 374 | 337
2018-09-10 02:30 | 359 | 320
2018-09-10 03:00 | 380 | 342
2018-09-10 03:30 | 377 | 339
2018-09-10 04:00 | 365 | 326
2018-09-10 04:30 | 364 | 325
2018-09-10 05:00 | 396 | 360
2018-09-10 05:30 | 393 | 357
2018-09-10 06:00 | 425 | 397
2018-09-10 06:30 | 501 | 481
2018-09-10 07:00 | 562 | 544
2018-09-10 07:30 | 598 | 575
2018-09-10 08:00 | 607 | 587
2018-09-10 08:30 | 591 | 570
2018-09-10 09:00 | 551 | 526
2018-09-10 09:30 | 509 | 481
2018-09-10 10:00 | 482 | 464
2018-09-10 10:30 | 445 | 425
2018-09-10 11:00 | 419 | 398
2018-09-10 11:30 | 384 | 360
2018-09-10 12:00 | 350 | 322
2018-09-10 12:30 | 360 | 332
2018-09-10 13:00 | 370 | 343
2018-09-10 13:30 | 393 | 369
2018-09-10 14:00 | 438 | 418
2018-09-10 14:30 | 459 | 441
2018-09-10 15:00 | 459 | 441
2018-09-10 15:30 | 502 | 487
2018-09-10 16:00 | 510 | 496
2018-09-10 16:30 | 559 | 548
2018-09-10 17:00 | 573 | 563
2018-09-10 17:30 | 542 | 531
2018-09-10 18:00 | 549 | 539
2018-09-10 18:30 | 596 | 587
2018-09-10 19:00 | 593 | 584
2018-09-10 19:30 | 569 | 559
2018-09-10 20:00 | 588 | 579
2018-09-10 20:30 | 595 | 587
2018-09-10 21:00 | 607 | 598
2018-09-10 21:30 | 574 | 564
2018-09-10 22:00 | 596 | 586
2018-09-10 22:30 | 542 | 530
2018-09-10 23:00 | 545 | 533
2018-09-10 23:30 | 558 | 546
2018-09-11 | 539 | 526
2018-09-11 00:30 | 466 | 447
2018-09-11 01:00 | 431 | 408
2018-09-11 01:30 | 369 | 334
2018-09-11 02:00 | 359 | 316
2018-09-11 02:30 | 361 | 318
2018-09-11 03:00 | 384 | 346
2018-09-11 03:30 | 331 | 283
2018-09-11 04:00 | 378 | 339
2018-09-11 04:30 | 349 | 305
2018-09-11 05:00 | 361 | 319
2018-09-11 05:30 | 397 | 360
2018-09-11 06:00 | 403 | 367
2018-09-11 06:30 | 517 | 496
2018-09-11 07:00 | 628 | 619
2018-09-11 07:30 | 635 | 627
2018-09-11 08:00 | 535 | 531
2018-09-11 08:30 | 473 | 470
2018-09-11 09:00 | 406 | 400
2018-09-11 09:30 | 382 | 375
2018-09-11 10:00 | 363 | 357
2018-09-11 10:30 | 355 | 349
2018-09-11 11:00 | 351 | 345
2018-09-11 11:30 | 357 | 351
2018-09-11 12:00 | 340 | 333
2018-09-11 12:30 | 347 | 340
2018-09-11 13:00 | 347 | 340
2018-09-11 13:30 | 328 | 320
2018-09-11 14:00 | 337 | 330
2018-09-11 14:30 | 345 | 339
2018-09-11 15:00 | 377 | 372
2018-09-11 15:30 | 423 | 420
2018-09-11 16:00 | 461 | 459
2018-09-11 16:30 | 468 | 466
2018-09-11 17:00 | 501 | 500
2018-09-11 17:30 | 503 | 503
2018-09-11 18:00 | 484 | 484
2018-09-11 18:30 | 481 | 480
2018-09-11 19:00 | 472 | 470
2018-09-11 19:30 | 456 | 455
2018-09-11 20:00 | 448 | 446
2018-09-11 20:30 | 456 | 455
2018-09-11 21:00 | 460 | 458
2018-09-11 21:30 | 461 | 459
2018-09-11 22:00 | 418 | 415
2018-09-11 22:30 | 409 | 405
2018-09-11 23:00 | 392 | 387
2018-09-11 23:30 | 362 | 356
2018-09-12 | 361 | 355
2018-09-12 00:30 | 330 | 321
2018-09-12 01:00 | 299 | 287
2018-09-12 01:30 | 260 | 245
2018-09-12 02:00 | 275 | 258
2018-09-12 02:30 | 279 | 262
2018-09-12 03:00 | 296 | 281
2018-09-12 03:30 | 294 | 278
2018-09-12 04:00 | 279 | 262
2018-09-12 04:30 | 258 | 239
2018-09-12 05:00 | 273 | 255
2018-09-12 05:30 | 287 | 272
2018-09-12 06:00 | 322 | 309
2018-09-12 06:30 | 394 | 387
2018-09-12 07:00 | 498 | 497
2018-09-12 07:30 | 522 | 522
2018-09-12 08:00 | 524 | 524
2018-09-12 08:30 | 515 | 514
2018-09-12 09:00 | 457 | 455
2018-09-12 09:30 | 401 | 397
2018-09-12 10:00 | 355 | 349
2018-09-12 10:30 | 342 | 335
2018-09-12 11:00 | 337 | 330
2018-09-12 11:30 | 332 | 324
2018-09-12 12:00 | 326 | 318
2018-09-12 12:30 | 303 | 294
2018-09-12 13:00 | 315 | 307
2018-09-12 13:30 | 303 | 294
2018-09-12 14:00 | 303 | 295
2018-09-12 14:30 | 304 | 296
2018-09-12 15:00 | 320 | 312
2018-09-12 15:30 | 353 | 346
2018-09-12 16:00 | 406 | 403
2018-09-12 16:30 | 445 | 442
2018-09-12 17:00 | 461 | 459
2018-09-12 17:30 | 461 | 459
2018-09-12 18:00 | 458 | 456
2018-09-12 18:30 | 459 | 457
2018-09-12 19:00 | 465 | 464
2018-09-12 19:30 | 461 | 459
2018-09-12 20:00 | 457 | 455
2018-09-12 20:30 | 457 | 455
2018-09-12 21:00 | 448 | 446
2018-09-12 21:30 | 455 | 454
2018-09-12 22:00 | 455 | 453
2018-09-12 22:30 | 456 | 453
2018-09-12 23:00 | 449 | 446
2018-09-12 23:30 | 445 | 442
2018-09-13 | 410 | 405
2018-09-13 00:30 | 374 | 367
2018-09-13 01:00 | 368 | 362
2018-09-13 01:30 | 348 | 340
2018-09-13 02:00 | 329 | 319
2018-09-13 02:30 | 298 | 286
2018-09-13 03:00 | 283 | 269
2018-09-13 03:30 | 237 | 219
2018-09-13 04:00 | 232 | 213
2018-09-13 04:30 | 241 | 222
2018-09-13 05:00 | 267 | 250
2018-09-13 05:30 | 286 | 272
2018-09-13 06:00 | 316 | 305
2018-09-13 06:30 | 395 | 389
2018-09-13 07:00 | 431 | 427
2018-09-13 07:30 | 432 | 429
2018-09-13 08:00 | 443 | 440
2018-09-13 08:30 | 445 | 442
2018-09-13 09:00 | 401 | 397
2018-09-13 09:30 | 352 | 345
2018-09-13 10:00 | 324 | 316
2018-09-13 10:30 | 307 | 298
2018-09-13 11:00 | 279 | 268
2018-09-13 11:30 | 284 | 272
2018-09-13 12:00 | 308 | 298
2018-09-13 12:30 | 280 | 269
2018-09-13 13:00 | 266 | 253
2018-09-13 13:30 | 279 | 267
2018-09-13 14:00 | 290 | 278
2018-09-13 14:30 | 289 | 277
2018-09-13 15:00 | 310 | 299
2018-09-13 15:30 | 361 | 353
2018-09-13 16:00 | 386 | 380
2018-09-13 16:30 | 404 | 399
2018-09-13 17:00 | 427 | 424
2018-09-13 17:30 | 417 | 414
2018-09-13 18:00 | 416 | 412
2018-09-13 18:30 | 417 | 414
2018-09-13 19:00 | 426 | 423
2018-09-13 19:30 | 425 | 423
2018-09-13 20:00 | 408 | 405
2018-09-13 20:30 | 412 | 409
2018-09-13 21:00 | 415 | 412
2018-09-13 21:30 | 416 | 412
2018-09-13 22:00 | 415 | 411
2018-09-13 22:30 | 408 | 404
2018-09-13 23:00 | 402 | 398
2018-09-13 23:30 | 373 | 368
2018-09-14 | 332 | 324
2018-09-14 00:30 | 279 | 263
2018-09-14 01:00 | 241 | 220
2018-09-14 01:30 | 219 | 194
2018-09-14 02:00 | 210 | 183
2018-09-14 02:30 | 214 | 188
2018-09-14 03:00 | 206 | 179
2018-09-14 03:30 | 210 | 183
2018-09-14 04:00 | 214 | 188
2018-09-14 04:30 | 233 | 210
2018-09-14 05:00 | 230 | 208
2018-09-14 05:30 | 244 | 224
2018-09-14 06:00 | 247 | 230
2018-09-14 06:30 | 300 | 289
2018-09-14 07:00 | 381 | 375
2018-09-14 07:30 | 406 | 401
2018-09-14 08:00 | 410 | 405
2018-09-14 08:30 | 406 | 401
2018-09-14 09:00 | 378 | 371
2018-09-14 09:30 | 359 | 352
2018-09-14 10:00 | 341 | 333
2018-09-14 10:30 | 345 | 337
2018-09-14 11:00 | 351 | 343
2018-09-14 11:30 | 335 | 326
2018-09-14 12:00 | 320 | 310
2018-09-14 12:30 | 341 | 332
2018-09-14 13:00 | 357 | 349
2018-09-14 13:30 | 342 | 333
2018-09-14 14:00 | 365 | 348
2018-09-14 14:30 | 460 | 439
2018-09-14 15:00 | 513 | 495
2018-09-14 15:30 | 524 | 508
2018-09-14 16:00 | 547 | 533
2018-09-14 16:30 | 545 | 531
2018-09-14 17:00 | 570 | 557
2018-09-14 17:30 | 553 | 539
2018-09-14 18:00 | 554 | 541
2018-09-14 18:30 | 564 | 551
2018-09-14 19:00 | 565 | 551
2018-09-14 19:30 | 529 | 514
2018-09-14 20:00 | 543 | 529
2018-09-14 20:30 | 517 | 501
2018-09-14 21:00 | 520 | 504
2018-09-14 21:30 | 508 | 491
2018-09-14 22:00 | 475 | 454
2018-09-14 22:30 | 483 | 462
2018-09-14 23:00 | 431 | 405
2018-09-14 23:30 | 393 | 363
2018-09-15 | 374 | 339
2018-09-15 00:30 | 363 | 324
2018-09-15 01:00 | 365 | 326
2018-09-15 01:30 | 354 | 313
2018-09-15 02:00 | 336 | 293
2018-09-15 02:30 | 344 | 302
2018-09-15 03:00 | 340 | 298
2018-09-15 03:30 | 340 | 298
2018-09-15 04:00 | 328 | 283
2018-09-15 04:30 | 321 | 275
2018-09-15 05:00 | 321 | 275
2018-09-15 05:30 | 326 | 283
2018-09-15 06:00 | 365 | 327
2018-09-15 06:30 | 381 | 345
2018-09-15 07:00 | 396 | 363
2018-09-15 07:30 | 408 | 378
2018-09-15 08:00 | 435 | 407
2018-09-15 08:30 | 423 | 396
2018-09-15 09:00 | 408 | 379
2018-09-15 09:30 | 418 | 390
2018-09-15 10:00 | 460 | 435
2018-09-15 10:30 | 415 | 386
2018-09-15 11:00 | 384 | 352
2018-09-15 11:30 | 382 | 349
2018-09-15 12:00 | 392 | 360
2018-09-15 12:30 | 380 | 346
2018-09-15 13:00 | 365 | 331
2018-09-15 13:30 | 371 | 336
2018-09-15 14:00 | 391 | 359
2018-09-15 14:30 | 373 | 339
2018-09-15 15:00 | 382 | 349
2018-09-15 15:30 | 425 | 397
2018-09-15 16:00 | 437 | 410
2018-09-15 16:30 | 498 | 477
2018-09-15 17:00 | 542 | 524
2018-09-15 17:30 | 561 | 545
2018-09-15 18:00 | 557 | 541
2018-09-15 18:30 | 531 | 513
2018-09-15 19:00 | 516 | 498
2018-09-15 19:30 | 515 | 497
2018-09-15 20:00 | 496 | 477
2018-09-15 20:30 | 496 | 476
2018-09-15 21:00 | 499 | 480
2018-09-15 21:30 | 508 | 488
2018-09-15 22:00 | 524 | 506
2018-09-15 22:30 | 486 | 465
2018-09-15 23:00 | 449 | 424
2018-09-15 23:30 | 456 | 432
2018-09-16 | 441 | 414
2018-09-16 00:30 | 415 | 383
2018-09-16 01:00 | 379 | 343
2018-09-16 01:30 | 343 | 303
2018-09-16 02:00 | 347 | 306
2018-09-16 02:30 | 333 | 290
2018-09-16 03:00 | 324 | 278
2018-09-16 03:30 | 352 | 310
2018-09-16 04:00 | 335 | 290
2018-09-16 04:30 | 333 | 287
2018-09-16 05:00 | 349 | 307
2018-09-16 05:30 | 347 | 305
2018-09-16 06:00 | 343 | 300
2018-09-16 06:30 | 363 | 323
2018-09-16 07:00 | 385 | 347
2018-09-16 07:30 | 419 | 387
2018-09-16 08:00 | 425 | 393
2018-09-16 08:30 | 438 | 408
2018-09-16 09:00 | 439 | 409
2018-09-16 09:30 | 448 | 421
2018-09-16 10:00 | 457 | 431
2018-09-16 10:30 | 486 | 463
2018-09-16 11:00 | 449 | 423
2018-09-16 11:30 | 403 | 373
2018-09-16 12:00 | 416 | 387
2018-09-16 12:30 | 413 | 384
2018-09-16 13:00 | 416 | 387
2018-09-16 13:30 | 425 | 396
2018-09-16 14:00 | 414 | 384
2018-09-16 14:30 | 411 | 381
2018-09-16 15:00 | 444 | 417
2018-09-16 15:30 | 465 | 441
2018-09-16 16:00 | 484 | 462
2018-09-16 16:30 | 545 | 525
2018-09-16 17:00 | 620 | 599
2018-09-16 17:30 | 609 | 588
2018-09-16 18:00 | 577 | 555
2018-09-16 18:30 | 558 | 534
2018-09-16 19:00 | 536 | 509
2018-09-16 19:30 | 532 | 505
2018-09-16 20:00 | 530 | 503
2018-09-16 20:30 | 515 | 498
2018-09-16 21:00 | 498 | 481
2018-09-16 21:30 | 524 | 508
2018-09-16 22:00 | 513 | 496
2018-09-16 22:30 | 526 | 508
2018-09-16 23:00 | 538 | 521
2018-09-16 23:30 | 537 | 520
2018-09-17 | 474 | 452
2018-09-17 00:30 | 462 | 437
2018-09-17 01:00 | 447 | 421
2018-09-17 01:30 | 404 | 374
2018-09-17 02:00 | 388 | 356
2018-09-17 02:30 | 365 | 330
2018-09-17 03:00 | 363 | 322
2018-09-17 03:30 | 369 | 329
2018-09-17 04:00 | 383 | 346
2018-09-17 04:30 | 429 | 397
2018-09-17 05:00 | 407 | 373
2018-09-17 05:30 | 458 | 430
2018-09-17 06:00 | 485 | 461
2018-09-17 06:30 | 567 | 551
2018-09-17 07:00 | 613 | 601
2018-09-17 07:30 | 600 | 587
2018-09-17 08:00 | 610 | 597
2018-09-17 08:30 | 623 | 612
2018-09-17 09:00 | 586 | 573
2018-09-17 09:30 | 553 | 538
2018-09-17 10:00 | 517 | 499
2018-09-17 10:30 | 464 | 442
2018-09-17 11:00 | 444 | 419
2018-09-17 11:30 | 433 | 408
2018-09-17 12:00 | 448 | 424
2018-09-17 12:30 | 438 | 413
2018-09-17 13:00 | 421 | 394
2018-09-17 13:30 | 415 | 389
2018-09-17 14:00 | 417 | 390
2018-09-17 14:30 | 420 | 397
2018-09-17 15:00 | 430 | 412
2018-09-17 15:30 | 450 | 434
2018-09-17 16:00 | 474 | 460
2018-09-17 16:30 | 437 | 421
2018-09-17 17:00 | 472 | 458
2018-09-17 17:30 | 532 | 523
2018-09-17 18:00 | 515 | 506
2018-09-17 18:30 | 533 | 526
2018-09-17 19:00 | 514 | 505
2018-09-17 19:30 | 478 | 468
2018-09-17 20:00 | 467 | 456
2018-09-17 20:30 | 497 | 487
2018-09-17 21:00 | 485 | 474
2018-09-17 21:30 | 493 | 482
2018-09-17 22:00 | 444 | 431
2018-09-17 22:30 | 420 | 405
2018-09-17 23:00 | 415 | 398
2018-09-17 23:30 | 380 | 359
2018-09-18 | 347 | 322
2018-09-18 00:30 | 306 | 274
2018-09-18 01:00 | 326 | 297
2018-09-18 01:30 | 335 | 307
2018-09-18 02:00 | 334 | 305
2018-09-18 02:30 | 334 | 306
2018-09-18 03:00 | 338 | 311
2018-09-18 03:30 | 340 | 313
2018-09-18 04:00 | 324 | 294
2018-09-18 04:30 | 333 | 304
2018-09-18 05:00 | 333 | 305
2018-09-18 05:30 | 377 | 354
2018-09-18 06:00 | 406 | 386
2018-09-18 06:30 | 489 | 477
2018-09-18 07:00 | 576 | 569
2018-09-18 07:30 | 572 | 565
2018-09-18 08:00 | 587 | 581
2018-09-18 08:30 | 539 | 532
2018-09-18 09:00 | 448 | 435
2018-09-18 09:30 | 462 | 450
2018-09-18 10:00 | 465 | 452
2018-09-18 10:30 | 459 | 445
2018-09-18 11:00 | 420 | 404
2018-09-18 11:30 | 407 | 390
2018-09-18 12:00 | 423 | 406
2018-09-18 12:30 | 376 | 356
2018-09-18 13:00 | 385 | 365
2018-09-18 13:30 | 427 | 411
2018-09-18 14:00 | 394 | 374
2018-09-18 14:30 | 406 | 388
2018-09-18 15:00 | 431 | 415
2018-09-18 15:30 | 412 | 394
2018-09-18 16:00 | 478 | 465
2018-09-18 16:30 | 508 | 497
2018-09-18 17:00 | 511 | 500
2018-09-18 17:30 | 508 | 498
2018-09-18 18:00 | 554 | 542
2018-09-18 18:30 | 582 | 565
2018-09-18 19:00 | 589 | 572
2018-09-18 19:30 | 563 | 543
2018-09-18 20:00 | 554 | 533
2018-09-18 20:30 | 540 | 518
2018-09-18 21:00 | 542 | 519
2018-09-18 21:30 | 522 | 505
2018-09-18 22:00 | 521 | 510
2018-09-18 22:30 | 539 | 528
2018-09-18 23:00 | 493 | 481
2018-09-18 23:30 | 442 | 425
2018-09-19 | 446 | 428
2018-09-19 00:30 | 386 | 364
2018-09-19 01:00 | 357 | 332
2018-09-19 01:30 | 366 | 342
2018-09-19 02:00 | 361 | 335
2018-09-19 02:30 | 338 | 310
2018-09-19 03:00 | 317 | 286
2018-09-19 03:30 | 301 | 267
2018-09-19 04:00 | 296 | 262
2018-09-19 04:30 | 325 | 296
2018-09-19 05:00 | 348 | 322
2018-09-19 05:30 | 337 | 311
2018-09-19 06:00 | 389 | 368
2018-09-19 06:30 | 502 | 490
2018-09-19 07:00 | 598 | 587
2018-09-19 07:30 | 614 | 598
2018-09-19 08:00 | 635 | 621
2018-09-19 08:30 | 611 | 595
2018-09-19 09:00 | 597 | 579
2018-09-19 09:30 | 578 | 558
2018-09-19 10:00 | 540 | 518
2018-09-19 10:30 | 504 | 478
2018-09-19 11:00 | 448 | 415
2018-09-19 11:30 | 374 | 348
2018-09-19 12:00 | 353 | 329
2018-09-19 12:30 | 362 | 339
2018-09-19 13:00 | 366 | 344
2018-09-19 13:30 | 399 | 379
2018-09-19 14:00 | 449 | 435
2018-09-19 14:30 | 419 | 402
2018-09-19 15:00 | 420 | 403
2018-09-19 15:30 | 441 | 426
2018-09-19 16:00 | 512 | 500
2018-09-19 16:30 | 585 | 567
2018-09-19 17:00 | 597 | 580
2018-09-19 17:30 | 617 | 602
2018-09-19 18:00 | 602 | 588
2018-09-19 18:30 | 582 | 567
2018-09-19 19:00 | 586 | 571
2018-09-19 19:30 | 576 | 561
2018-09-19 20:00 | 559 | 547
2018-09-19 20:30 | 559 | 552
2018-09-19 21:00 | 552 | 545
2018-09-19 21:30 | 587 | 582
2018-09-19 22:00 | 574 | 568
2018-09-19 22:30 | 594 | 589
2018-09-19 23:00 | 613 | 609
2018-09-19 23:30 | 623 | 619
2018-09-20 | 608 | 604
2018-09-20 00:30 | 564 | 557
2018-09-20 01:00 | 551 | 543
2018-09-20 01:30 | 550 | 541
2018-09-20 02:00 | 529 | 518
2018-09-20 02:30 | 480 | 465
2018-09-20 03:00 | 493 | 480
2018-09-20 03:30 | 478 | 463
2018-09-20 04:00 | 488 | 474
2018-09-20 04:30 | 482 | 469
2018-09-20 05:00 | 465 | 450
2018-09-20 05:30 | 519 | 508
2018-09-20 06:00 | 554 | 541
2018-09-20 06:30 | 624 | 610
2018-09-20 07:00 | 644 | 632
2018-09-20 07:30 | 674 | 664
2018-09-20 08:00 | 682 | 673
2018-09-20 08:30 | 664 | 653
2018-09-20 09:00 | 650 | 638
2018-09-20 09:30 | 612 | 596
2018-09-20 10:00 | 604 | 588
2018-09-20 10:30 | 616 | 601
2018-09-20 11:00 | 596 | 580
2018-09-20 11:30 | 569 | 550
2018-09-20 12:00 | 577 | 560
2018-09-20 12:30 | 586 | 569
2018-09-20 13:00 | 601 | 585
2018-09-20 13:30 | 607 | 593
2018-09-20 14:00 | 574 | 566
2018-09-20 14:30 | 566 | 560
2018-09-20 15:00 | 576 | 570
2018-09-20 15:30 | 536 | 528
2018-09-20 16:00 | 572 | 566
2018-09-20 16:30 | 611 | 607
2018-09-20 17:00 | 622 | 612
2018-09-20 17:30 | 596 | 581
2018-09-20 18:00 | 605 | 592
2018-09-20 18:30 | 641 | 629
2018-09-20 19:00 | 626 | 613
2018-09-20 19:30 | 613 | 598
2018-09-20 20:00 | 606 | 591
2018-09-20 20:30 | 610 | 596
2018-09-20 21:00 | 606 | 591
2018-09-20 21:30 | 626 | 613
2018-09-20 22:00 | 556 | 536
2018-09-20 22:30 | 525 | 513
2018-09-20 23:00 | 494 | 479
2018-09-20 23:30 | 473 | 456
2018-09-21 | 466 | 449
2018-09-21 00:30 | 473 | 455
2018-09-21 01:00 | 506 | 491
2018-09-21 01:30 | 504 | 488
2018-09-21 02:00 | 465 | 447
2018-09-21 02:30 | 461 | 442
2018-09-21 03:00 | 452 | 433
2018-09-21 03:30 | 416 | 392
2018-09-21 04:00 | 442 | 421
2018-09-21 04:30 | 491 | 475
2018-09-21 05:00 | 518 | 504
2018-09-21 05:30 | 487 | 471
2018-09-21 06:00 | 513 | 500
2018-09-21 06:30 | 592 | 582
2018-09-21 07:00 | 640 | 626
2018-09-21 07:30 | 625 | 609
2018-09-21 08:00 | 598 | 580
2018-09-21 08:30 | 594 | 575
2018-09-21 09:00 | 562 | 540
2018-09-21 09:30 | 556 | 533
2018-09-21 10:00 | 534 | 508
2018-09-21 10:30 | 535 | 510
2018-09-21 11:00 | 508 | 480
2018-09-21 11:30 | 486 | 456
2018-09-21 12:00 | 439 | 403
2018-09-21 12:30 | 426 | 388
2018-09-21 13:00 | 420 | 381
2018-09-21 13:30 | 404 | 363
2018-09-21 14:00 | 423 | 384
2018-09-21 14:30 | 419 | 395
2018-09-21 15:00 | 426 | 407
2018-09-21 15:30 | 450 | 434
2018-09-21 16:00 | 439 | 422
2018-09-21 16:30 | 473 | 459
2018-09-21 17:00 | 555 | 536
2018-09-21 17:30 | 574 | 555
2018-09-21 18:00 | 570 | 550
2018-09-21 18:30 | 590 | 572
2018-09-21 19:00 | 586 | 568
2018-09-21 19:30 | 579 | 560
2018-09-21 20:00 | 568 | 548
2018-09-21 20:30 | 579 | 559
2018-09-21 21:00 | 589 | 570
2018-09-21 21:30 | 614 | 597
2018-09-21 22:00 | 617 | 600
2018-09-21 22:30 | 608 | 590
2018-09-21 23:00 | 571 | 550
2018-09-21 23:30 | 537 | 512
2018-09-22 | 467 | 452
2018-09-22 00:30 | 433 | 414
2018-09-22 01:00 | 455 | 438
2018-09-22 01:30 | 438 | 419
2018-09-22 02:00 | 414 | 393
2018-09-22 02:30 | 397 | 375
2018-09-22 03:00 | 409 | 388
2018-09-22 03:30 | 397 | 374
2018-09-22 04:00 | 378 | 354
2018-09-22 04:30 | 379 | 354
2018-09-22 05:00 | 358 | 331
2018-09-22 05:30 | 389 | 366
2018-09-22 06:00 | 409 | 388
2018-09-22 06:30 | 440 | 423
2018-09-22 07:00 | 416 | 395
2018-09-22 07:30 | 426 | 406
2018-09-22 08:00 | 447 | 430
2018-09-22 08:30 | 453 | 437
2018-09-22 09:00 | 448 | 431
2018-09-22 09:30 | 445 | 428
2018-09-22 10:00 | 464 | 449
2018-09-22 10:30 | 452 | 435
2018-09-22 11:00 | 453 | 437
2018-09-22 11:30 | 428 | 409
2018-09-22 12:00 | 405 | 385
2018-09-22 12:30 | 392 | 371
2018-09-22 13:00 | 365 | 341
2018-09-22 13:30 | 345 | 319
2018-09-22 14:00 | 352 | 327
2018-09-22 14:30 | 395 | 367
2018-09-22 15:00 | 410 | 381
2018-09-22 15:30 | 429 | 402
2018-09-22 16:00 | 442 | 416
2018-09-22 16:30 | 472 | 449
2018-09-22 17:00 | 511 | 493
2018-09-22 17:30 | 530 | 515
2018-09-22 18:00 | 565 | 553
2018-09-22 18:30 | 606 | 598
2018-09-22 19:00 | 588 | 579
2018-09-22 19:30 | 575 | 565
2018-09-22 20:00 | 562 | 551
2018-09-22 20:30 | 555 | 544
2018-09-22 21:00 | 543 | 531
2018-09-22 21:30 | 535 | 522
2018-09-22 22:00 | 510 | 494
2018-09-22 22:30 | 515 | 499
2018-09-22 23:00 | 544 | 529
2018-09-22 23:30 | 557 | 542
2018-09-23 | 499 | 480
2018-09-23 00:30 | 401 | 370
2018-09-23 01:00 | 357 | 315
2018-09-23 01:30 | 333 | 287
2018-09-23 02:00 | 306 | 255
2018-09-23 02:30 | 306 | 255
2018-09-23 03:00 | 319 | 271
2018-09-23 03:30 | 349 | 305
2018-09-23 04:00 | 349 | 306
2018-09-23 04:30 | 362 | 321
2018-09-23 05:00 | 321 | 272
2018-09-23 05:30 | 310 | 259
2018-09-23 06:00 | 315 | 265
2018-09-23 06:30 | 318 | 268
2018-09-23 07:00 | 336 | 290
2018-09-23 07:30 | 367 | 326
2018-09-23 08:00 | 384 | 346
2018-09-23 08:30 | 401 | 365
2018-09-23 09:00 | 392 | 355
2018-09-23 09:30 | 402 | 366
2018-09-23 10:00 | 418 | 384
2018-09-23 10:30 | 413 | 379
2018-09-23 11:00 | 401 | 365
2018-09-23 11:30 | 371 | 331
2018-09-23 12:00 | 359 | 317
2018-09-23 12:30 | 346 | 302
2018-09-23 13:00 | 334 | 288
2018-09-23 13:30 | 339 | 294
2018-09-23 14:00 | 330 | 282
2018-09-23 14:30 | 345 | 301
2018-09-23 15:00 | 382 | 344
2018-09-23 15:30 | 424 | 394
2018-09-23 16:00 | 454 | 427
2018-09-23 16:30 | 465 | 440
2018-09-23 17:00 | 544 | 528
2018-09-23 17:30 | 574 | 551
2018-09-23 18:00 | 582 | 559
2018-09-23 18:30 | 619 | 600
2018-09-23 19:00 | 613 | 593
2018-09-23 19:30 | 627 | 609
2018-09-23 20:00 | 623 | 604
2018-09-23 20:30 | 619 | 599
2018-09-23 21:00 | 591 | 569
2018-09-23 21:30 | 563 | 543
2018-09-23 22:00 | 524 | 510
2018-09-23 22:30 | 528 | 512
2018-09-23 23:00 | 481 | 462
2018-09-23 23:30 | 499 | 481
2018-09-24 | 512 | 495
2018-09-24 00:30 | 449 | 427
2018-09-24 01:00 | 410 | 383
2018-09-24 01:30 | 379 | 348
2018-09-24 02:00 | 339 | 300
2018-09-24 02:30 | 332 | 289
2018-09-24 03:00 | 333 | 291
2018-09-24 03:30 | 328 | 286
2018-09-24 04:00 | 327 | 284
2018-09-24 04:30 | 322 | 278
2018-09-24 05:00 | 309 | 262
2018-09-24 05:30 | 317 | 272
2018-09-24 06:00 | 380 | 345
2018-09-24 06:30 | 460 | 434
2018-09-24 07:00 | 516 | 496
2018-09-24 07:30 | 555 | 537
2018-09-24 08:00 | 634 | 623
2018-09-24 08:30 | 677 | 658
2018-09-24 09:00 | 663 | 643
2018-09-24 09:30 | 651 | 630
2018-09-24 10:00 | 653 | 632
2018-09-24 10:30 | 648 | 627
2018-09-24 11:00 | 625 | 602
2018-09-24 11:30 | 601 | 576
2018-09-24 12:00 | 571 | 543
2018-09-24 12:30 | 560 | 531
2018-09-24 13:00 | 587 | 560
2018-09-24 13:30 | 577 | 555
2018-09-24 14:00 | 550 | 527
2018-09-24 14:30 | 487 | 458
2018-09-24 15:00 | 505 | 477
2018-09-24 15:30 | 552 | 530
2018-09-24 16:00 | 564 | 544
2018-09-24 16:30 | 569 | 550
2018-09-24 17:00 | 576 | 558
2018-09-24 17:30 | 625 | 612
2018-09-24 18:00 | 651 | 640
2018-09-24 18:30 | 640 | 628
2018-09-24 19:00 | 634 | 622
2018-09-24 19:30 | 629 | 616
2018-09-24 20:00 | 629 | 616
2018-09-24 20:30 | 631 | 617
2018-09-24 21:00 | 626 | 613
2018-09-24 21:30 | 624 | 612
2018-09-24 22:00 | 582 | 577
2018-09-24 22:30 | 595 | 591
2018-09-24 23:00 | 574 | 570
2018-09-24 23:30 | 512 | 506
2018-09-25 | 462 | 451
2018-09-25 00:30 | 438 | 425
2018-09-25 01:00 | 414 | 396
2018-09-25 01:30 | 403 | 384
2018-09-25 02:00 | 390 | 369
2018-09-25 02:30 | 362 | 339
2018-09-25 03:00 | 345 | 320
2018-09-25 03:30 | 373 | 352
2018-09-25 04:00 | 369 | 346
2018-09-25 04:30 | 380 | 360
2018-09-25 05:00 | 408 | 390
2018-09-25 05:30 | 418 | 402
2018-09-25 06:00 | 402 | 386
2018-09-25 06:30 | 494 | 483
2018-09-25 07:00 | 555 | 546
2018-09-25 07:30 | 636 | 624
2018-09-25 08:00 | 689 | 681
2018-09-25 08:30 | 672 | 663
2018-09-25 09:00 | 682 | 674
2018-09-25 09:30 | 665 | 656
2018-09-25 10:00 | 611 | 597
2018-09-25 10:30 | 561 | 544
2018-09-25 11:00 | 496 | 472
2018-09-25 11:30 | 514 | 492
2018-09-25 12:00 | 542 | 522
2018-09-25 12:30 | 545 | 525
2018-09-25 13:00 | 549 | 530
2018-09-25 13:30 | 568 | 551
2018-09-25 14:00 | 575 | 560
2018-09-25 14:30 | 527 | 507
2018-09-25 15:00 | 574 | 558
2018-09-25 15:30 | 596 | 582
2018-09-25 16:00 | 585 | 570
2018-09-25 16:30 | 626 | 614
2018-09-25 17:00 | 652 | 642
2018-09-25 17:30 | 610 | 596
2018-09-25 18:00 | 612 | 600
2018-09-25 18:30 | 621 | 609
2018-09-25 19:00 | 617 | 605
2018-09-25 19:30 | 607 | 594
2018-09-25 20:00 | 615 | 603
2018-09-25 20:30 | 605 | 592
2018-09-25 21:00 | 612 | 599
2018-09-25 21:30 | 618 | 605
2018-09-25 22:00 | 562 | 554
2018-09-25 22:30 | 569 | 563
2018-09-25 23:00 | 538 | 532
2018-09-25 23:30 | 517 | 508
2018-09-26 | 468 | 456
2018-09-26 00:30 | 440 | 425
2018-09-26 01:00 | 454 | 439
2018-09-26 01:30 | 387 | 367
2018-09-26 02:00 | 277 | 238
2018-09-26 02:30 | 271 | 231
2018-09-26 03:00 | 293 | 257
2018-09-26 03:30 | 365 | 339
2018-09-26 04:00 | 368 | 342
2018-09-26 04:30 | 353 | 326
2018-09-26 05:00 | 364 | 338
2018-09-26 05:30 | 363 | 338
2018-09-26 06:00 | 379 | 355
2018-09-26 06:30 | 433 | 416
2018-09-26 07:00 | 466 | 452
2018-09-26 07:30 | 511 | 500
2018-09-26 08:00 | 580 | 565
2018-09-26 08:30 | 590 | 573
2018-09-26 09:00 | 577 | 559
2018-09-26 09:30 | 576 | 557
2018-09-26 10:00 | 562 | 542
2018-09-26 10:30 | 568 | 548
2018-09-26 11:00 | 558 | 537
2018-09-26 11:30 | 522 | 498
2018-09-26 12:00 | 483 | 454
2018-09-26 12:30 | 445 | 409
2018-09-26 13:00 | 492 | 462
2018-09-26 13:30 | 488 | 458
2018-09-26 14:00 | 408 | 387
2018-09-26 14:30 | 457 | 441
2018-09-26 15:00 | 562 | 547
2018-09-26 15:30 | 575 | 555
2018-09-26 16:00 | 582 | 563
2018-09-26 16:30 | 626 | 612
2018-09-26 17:00 | 662 | 652
2018-09-26 17:30 | 665 | 657
2018-09-26 18:00 | 616 | 605
2018-09-26 18:30 | 637 | 628
2018-09-26 19:00 | 610 | 600
2018-09-26 19:30 | 619 | 609
2018-09-26 20:00 | 617 | 606
2018-09-26 20:30 | 631 | 621
2018-09-26 21:00 | 641 | 638
2018-09-26 21:30 | 640 | 638
2018-09-26 22:00 | 639 | 636
2018-09-26 22:30 | 600 | 595
2018-09-26 23:00 | 564 | 558
2018-09-26 23:30 | 574 | 568
2018-09-27 | 523 | 515
2018-09-27 00:30 | 472 | 460
2018-09-27 01:00 | 447 | 433
2018-09-27 01:30 | 409 | 393
2018-09-27 02:00 | 403 | 384
2018-09-27 02:30 | 404 | 385
2018-09-27 03:00 | 368 | 345
2018-09-27 03:30 | 430 | 413
2018-09-27 04:00 | 412 | 394
2018-09-27 04:30 | 375 | 354
2018-09-27 05:00 | 379 | 358
2018-09-27 05:30 | 433 | 416
2018-09-27 06:00 | 470 | 456
2018-09-27 06:30 | 517 | 507
2018-09-27 07:00 | 553 | 545
2018-09-27 07:30 | 637 | 632
2018-09-27 08:00 | 674 | 664
2018-09-27 08:30 | 664 | 654
2018-09-27 09:00 | 645 | 634
2018-09-27 09:30 | 606 | 592
2018-09-27 10:00 | 594 | 579
2018-09-27 10:30 | 580 | 564
2018-09-27 11:00 | 570 | 553
2018-09-27 11:30 | 553 | 534
2018-09-27 12:00 | 563 | 545
2018-09-27 12:30 | 558 | 538
2018-09-27 13:00 | 551 | 530
2018-09-27 13:30 | 507 | 482
2018-09-27 14:00 | 491 | 464
2018-09-27 14:30 | 486 | 474
2018-09-27 15:00 | 467 | 456
2018-09-27 15:30 | 509 | 499
2018-09-27 16:00 | 555 | 547
2018-09-27 16:30 | 579 | 573
2018-09-27 17:00 | 569 | 562
2018-09-27 17:30 | 587 | 573
2018-09-27 18:00 | 572 | 555
2018-09-27 18:30 | 551 | 533
2018-09-27 19:00 | 562 | 544
2018-09-27 19:30 | 547 | 527
2018-09-27 20:00 | 549 | 530
2018-09-27 20:30 | 574 | 556
2018-09-27 21:00 | 604 | 589
2018-09-27 21:30 | 616 | 602
2018-09-27 22:00 | 657 | 646
2018-09-27 22:30 | 656 | 645
2018-09-27 23:00 | 607 | 591
2018-09-27 23:30 | 590 | 572
2018-09-28 | 573 | 554
2018-09-28 00:30 | 497 | 484
2018-09-28 01:00 | 434 | 418
2018-09-28 01:30 | 451 | 435
2018-09-28 02:00 | 452 | 437
2018-09-28 02:30 | 442 | 426
2018-09-28 03:00 | 482 | 468
2018-09-28 03:30 | 450 | 434
2018-09-28 04:00 | 468 | 454
2018-09-28 04:30 | 433 | 416
2018-09-28 05:00 | 413 | 395
2018-09-28 05:30 | 432 | 416
2018-09-28 06:00 | 437 | 421
2018-09-28 06:30 | 459 | 445
2018-09-28 07:00 | 532 | 523
2018-09-28 07:30 | 581 | 568
2018-09-28 08:00 | 609 | 594
2018-09-28 08:30 | 625 | 611
2018-09-28 09:00 | 613 | 598
2018-09-28 09:30 | 548 | 528
2018-09-28 10:00 | 534 | 512
2018-09-28 10:30 | 499 | 474
2018-09-28 11:00 | 487 | 460
2018-09-28 11:30 | 445 | 419
2018-09-28 12:00 | 422 | 400
2018-09-28 12:30 | 397 | 373
2018-09-28 13:00 | 424 | 403
2018-09-28 13:30 | 421 | 399
2018-09-28 14:00 | 431 | 410
2018-09-28 14:30 | 399 | 376
2018-09-28 15:00 | 384 | 360
2018-09-28 15:30 | 428 | 406
2018-09-28 16:00 | 485 | 468
2018-09-28 16:30 | 495 | 478
2018-09-28 17:00 | 543 | 529
2018-09-28 17:30 | 534 | 520
2018-09-28 18:00 | 534 | 520
2018-09-28 18:30 | 538 | 525
2018-09-28 19:00 | 500 | 485
2018-09-28 19:30 | 483 | 467
2018-09-28 20:00 | 485 | 469
2018-09-28 20:30 | 469 | 451
2018-09-28 21:00 | 436 | 414
2018-09-28 21:30 | 446 | 422
2018-09-28 22:00 | 415 | 387
2018-09-28 22:30 | 430 | 403
2018-09-28 23:00 | 453 | 427
2018-09-28 23:30 | 462 | 436
2018-09-29 | 396 | 362
2018-09-29 00:30 | 406 | 372
2018-09-29 01:00 | 356 | 313
2018-09-29 01:30 | 361 | 319
2018-09-29 02:00 | 349 | 305
2018-09-29 02:30 | 357 | 314
2018-09-29 03:00 | 337 | 292
2018-09-29 03:30 | 329 | 281
2018-09-29 04:00 | 308 | 256
2018-09-29 04:30 | 307 | 253
2018-09-29 05:00 | 336 | 289
2018-09-29 05:30 | 336 | 290
2018-09-29 06:00 | 342 | 297
2018-09-29 06:30 | 348 | 304
2018-09-29 07:00 | 370 | 329
2018-09-29 07:30 | 410 | 376
2018-09-29 08:00 | 434 | 403
2018-09-29 08:30 | 463 | 436
2018-09-29 09:00 | 432 | 407
2018-09-29 09:30 | 432 | 408
2018-09-29 10:00 | 422 | 398
2018-09-29 10:30 | 405 | 379
2018-09-29 11:00 | 346 | 312
2018-09-29 11:30 | 359 | 323
2018-09-29 12:00 | 322 | 281
2018-09-29 12:30 | 337 | 298
2018-09-29 13:00 | 350 | 312
2018-09-29 13:30 | 341 | 303
2018-09-29 14:00 | 363 | 327
2018-09-29 14:30 | 355 | 318
2018-09-29 15:00 | 375 | 342
2018-09-29 15:30 | 425 | 397
2018-09-29 16:00 | 441 | 415
2018-09-29 16:30 | 463 | 439
2018-09-29 17:00 | 511 | 492
2018-09-29 17:30 | 553 | 536
2018-09-29 18:00 | 602 | 588
2018-09-29 18:30 | 573 | 560
2018-09-29 19:00 | 553 | 538
2018-09-29 19:30 | 521 | 504
2018-09-29 20:00 | 521 | 504
2018-09-29 20:30 | 514 | 496
2018-09-29 21:00 | 516 | 498
2018-09-29 21:30 | 515 | 497
2018-09-29 22:00 | 505 | 486
2018-09-29 22:30 | 520 | 502
2018-09-29 23:00 | 515 | 496
2018-09-29 23:30 | 530 | 512
2018-09-30 | 474 | 452
2018-09-30 00:30 | 444 | 417
2018-09-30 01:00 | 385 | 348
2018-09-30 01:30 | 341 | 297
2018-09-30 02:00 | 332 | 285
2018-09-30 02:30 | 320 | 269
2018-09-30 03:00 | 323 | 275
2018-09-30 03:30 | 316 | 266
2018-09-30 04:00 | 274 | 212
2018-09-30 04:30 | 264 | 199
2018-09-30 05:00 | 306 | 253
2018-09-30 05:30 | 321 | 274
2018-09-30 06:00 | 343 | 300
2018-09-30 06:30 | 388 | 350
2018-09-30 07:00 | 381 | 345
2018-09-30 07:30 | 414 | 383
2018-09-30 08:00 | 439 | 411
2018-09-30 08:30 | 483 | 460
2018-09-30 09:00 | 483 | 460
2018-09-30 09:30 | 477 | 455
2018-09-30 10:00 | 490 | 470
2018-09-30 10:30 | 514 | 495
2018-09-30 11:00 | 497 | 477
2018-09-30 11:30 | 474 | 452
2018-09-30 12:00 | 489 | 469
2018-09-30 12:30 | 451 | 427
2018-09-30 13:00 | 462 | 439
2018-09-30 13:30 | 467 | 446
2018-09-30 14:00 | 444 | 426
2018-09-30 14:30 | 426 | 407
2018-09-30 15:00 | 453 | 436
2018-09-30 15:30 | 452 | 435
2018-09-30 16:00 | 435 | 417
2018-09-30 16:30 | 423 | 404
2018-09-30 17:00 | 443 | 425
2018-09-30 17:30 | 466 | 451
2018-09-30 18:00 | 500 | 487
2018-09-30 18:30 | 499 | 487
2018-09-30 19:00 | 506 | 495
2018-09-30 19:30 | 490 | 477
2018-09-30 20:00 | 478 | 464
2018-09-30 20:30 | 481 | 466
2018-09-30 21:00 | 440 | 423
2018-09-30 21:30 | 411 | 391
2018-09-30 22:00 | 410 | 390
2018-09-30 22:30 | 399 | 377
2018-09-30 23:00 | 370 | 345
2018-09-30 23:30 | 360 | 333
2018-10-01 | 337 | 305
2018-10-01 00:30 | 343 | 308
2018-10-01 01:00 | 332 | 294
2018-10-01 01:30 | 306 | 263
2018-10-01 02:00 | 317 | 276
2018-10-01 02:30 | 309 | 267
2018-10-01 03:00 | 296 | 251
2018-10-01 03:30 | 315 | 274
2018-10-01 04:00 | 323 | 283
2018-10-01 04:30 | 321 | 281
2018-10-01 05:00 | 322 | 282
2018-10-01 05:30 | 316 | 275
2018-10-01 06:00 | 322 | 282
2018-10-01 06:30 | 307 | 264
2018-10-01 07:00 | 311 | 269
2018-10-01 07:30 | 311 | 272
2018-10-01 08:00 | 291 | 249
2018-10-01 08:30 | 324 | 289
2018-10-01 09:00 | 334 | 304
2018-10-01 09:30 | 329 | 298
2018-10-01 10:00 | 302 | 267
2018-10-01 10:30 | 301 | 266
2018-10-01 11:00 | 323 | 291
2018-10-01 11:30 | 341 | 312
2018-10-01 12:00 | 346 | 318
2018-10-01 12:30 | 338 | 308
2018-10-01 13:00 | 317 | 284
2018-10-01 13:30 | 318 | 285
2018-10-01 14:00 | 311 | 277
2018-10-01 14:30 | 311 | 278
2018-10-01 15:00 | 246 | 203
2018-10-01 15:30 | 285 | 248
2018-10-01 16:00 | 326 | 296
2018-10-01 16:30 | 401 | 379
2018-10-01 17:00 | 455 | 438
2018-10-01 17:30 | 463 | 447
2018-10-01 18:00 | 473 | 459
2018-10-01 18:30 | 502 | 491
2018-10-01 19:00 | 518 | 507
2018-10-01 19:30 | 521 | 510
2018-10-01 20:00 | 494 | 481
2018-10-01 20:30 | 480 | 465
2018-10-01 21:00 | 471 | 456
2018-10-01 21:30 | 448 | 431
2018-10-01 22:00 | 439 | 420
2018-10-01 22:30 | 455 | 438
2018-10-01 23:00 | 425 | 405
2018-10-01 23:30 | 400 | 377
2018-10-02 | 378 | 354
2018-10-02 00:30 | 379 | 353
2018-10-02 01:00 | 353 | 324
2018-10-02 01:30 | 328 | 296
2018-10-02 02:00 | 313 | 279
2018-10-02 02:30 | 320 | 286
2018-10-02 03:00 | 312 | 277
2018-10-02 03:30 | 326 | 293
2018-10-02 04:00 | 305 | 269
2018-10-02 04:30 | 318 | 285
2018-10-02 05:00 | 319 | 287
2018-10-02 05:30 | 379 | 355
2018-10-02 06:00 | 409 | 388
2018-10-02 06:30 | 457 | 440
2018-10-02 07:00 | 485 | 471
2018-10-02 07:30 | 505 | 493
2018-10-02 08:00 | 531 | 520
2018-10-02 08:30 | 533 | 523
2018-10-02 09:00 | 526 | 515
2018-10-02 09:30 | 506 | 493
2018-10-02 10:00 | 514 | 502
2018-10-02 10:30 | 459 | 443
2018-10-02 11:00 | 431 | 413
2018-10-02 11:30 | 455 | 438
2018-10-02 12:00 | 443 | 425
2018-10-02 12:30 | 444 | 427
2018-10-02 13:00 | 420 | 400
2018-10-02 13:30 | 429 | 409
2018-10-02 14:00 | 467 | 451
2018-10-02 14:30 | 449 | 432
2018-10-02 15:00 | 474 | 459
2018-10-02 15:30 | 568 | 559
2018-10-02 16:00 | 634 | 620
2018-10-02 16:30 | 657 | 645
2018-10-02 17:00 | 670 | 658
2018-10-02 17:30 | 720 | 710
2018-10-02 18:00 | 718 | 706
2018-10-02 18:30 | 707 | 694
2018-10-02 19:00 | 692 | 678
2018-10-02 19:30 | 653 | 635
2018-10-02 20:00 | 626 | 605
2018-10-02 20:30 | 667 | 650
2018-10-02 21:00 | 637 | 630
2018-10-02 21:30 | 636 | 629
2018-10-02 22:00 | 587 | 578
2018-10-02 22:30 | 542 | 532
2018-10-02 23:00 | 541 | 531
2018-10-02 23:30 | 559 | 551
2018-10-03 | 497 | 486
2018-10-03 00:30 | 458 | 443
2018-10-03 01:00 | 418 | 399
2018-10-03 01:30 | 396 | 375
2018-10-03 02:00 | 390 | 368
2018-10-03 02:30 | 377 | 354
2018-10-03 03:00 | 332 | 304
2018-10-03 03:30 | 340 | 313
2018-10-03 04:00 | 323 | 293
2018-10-03 04:30 | 326 | 296
2018-10-03 05:00 | 325 | 295
2018-10-03 05:30 | 341 | 313
2018-10-03 06:00 | 352 | 326
2018-10-03 06:30 | 360 | 336
2018-10-03 07:00 | 396 | 377
2018-10-03 07:30 | 438 | 422
2018-10-03 08:00 | 470 | 457
2018-10-03 08:30 | 476 | 464
2018-10-03 09:00 | 487 | 475
2018-10-03 09:30 | 504 | 490
2018-10-03 10:00 | 524 | 499
2018-10-03 10:30 | 503 | 474
2018-10-03 11:00 | 462 | 429
2018-10-03 11:30 | 454 | 418
2018-10-03 12:00 | 492 | 461
2018-10-03 12:30 | 515 | 486
2018-10-03 13:00 | 522 | 493
2018-10-03 13:30 | 538 | 512
2018-10-03 14:00 | 546 | 521
2018-10-03 14:30 | 533 | 506
2018-10-03 15:00 | 563 | 540
2018-10-03 15:30 | 608 | 589
2018-10-03 16:00 | 599 | 580
2018-10-03 16:30 | 592 | 574
2018-10-03 17:00 | 626 | 611
2018-10-03 17:30 | 633 | 619
2018-10-03 18:00 | 613 | 597
2018-10-03 18:30 | 608 | 593
2018-10-03 19:00 | 603 | 587
2018-10-03 19:30 | 582 | 564
2018-10-03 20:00 | 568 | 548
2018-10-03 20:30 | 556 | 534
2018-10-03 21:00 | 551 | 529
2018-10-03 21:30 | 520 | 499
2018-10-03 22:00 | 507 | 494
2018-10-03 22:30 | 548 | 538
2018-10-03 23:00 | 537 | 527
2018-10-03 23:30 | 542 | 532
2018-10-04 | 511 | 498
2018-10-04 00:30 | 450 | 432
2018-10-04 01:00 | 422 | 401
2018-10-04 01:30 | 415 | 394
2018-10-04 02:00 | 354 | 324
2018-10-04 02:30 | 334 | 302
2018-10-04 03:00 | 314 | 279
2018-10-04 03:30 | 310 | 274
2018-10-04 04:00 | 331 | 299
2018-10-04 04:30 | 314 | 280
2018-10-04 05:00 | 362 | 335
2018-10-04 05:30 | 391 | 367
2018-10-04 06:00 | 392 | 369
2018-10-04 06:30 | 451 | 433
2018-10-04 07:00 | 578 | 566
2018-10-04 07:30 | 614 | 597
2018-10-04 08:00 | 671 | 659
2018-10-04 08:30 | 685 | 674
2018-10-04 09:00 | 674 | 663
2018-10-04 09:30 | 631 | 616
2018-10-04 10:00 | 634 | 619
2018-10-04 10:30 | 607 | 591
2018-10-04 11:00 | 597 | 580
2018-10-04 11:30 | 577 | 558
2018-10-04 12:00 | 586 | 568
2018-10-04 12:30 | 559 | 538
2018-10-04 13:00 | 589 | 572
2018-10-04 13:30 | 622 | 608
2018-10-04 14:00 | 660 | 649
2018-10-04 14:30 | 660 | 649
2018-10-04 15:00 | 635 | 621
2018-10-04 15:30 | 637 | 622
2018-10-04 16:00 | 638 | 624
2018-10-04 16:30 | 630 | 615
2018-10-04 17:00 | 669 | 658
2018-10-04 17:30 | 674 | 661
2018-10-04 18:00 | 663 | 650
2018-10-04 18:30 | 620 | 603
2018-10-04 19:00 | 619 | 602
2018-10-04 19:30 | 623 | 606
2018-10-04 20:00 | 634 | 617
2018-10-04 20:30 | 662 | 647
2018-10-04 21:00 | 664 | 649
2018-10-04 21:30 | 613 | 594
2018-10-04 22:00 | 575 | 553
2018-10-04 22:30 | 543 | 518
2018-10-04 23:00 | 491 | 470
2018-10-04 23:30 | 464 | 447
2018-10-05 | 427 | 407
2018-10-05 00:30 | 378 | 353
2018-10-05 01:00 | 368 | 340
2018-10-05 01:30 | 351 | 322
2018-10-05 02:00 | 344 | 313
2018-10-05 02:30 | 343 | 312
2018-10-05 03:00 | 320 | 287
2018-10-05 03:30 | 335 | 304
2018-10-05 04:00 | 346 | 317
2018-10-05 04:30 | 337 | 306
2018-10-05 05:00 | 358 | 330
2018-10-05 05:30 | 345 | 316
2018-10-05 06:00 | 352 | 323
2018-10-05 06:30 | 413 | 391
2018-10-05 07:00 | 436 | 416
2018-10-05 07:30 | 467 | 452
2018-10-05 08:00 | 527 | 516
2018-10-05 08:30 | 564 | 543
2018-10-05 09:00 | 538 | 515
2018-10-05 09:30 | 538 | 514
2018-10-05 10:00 | 510 | 483
2018-10-05 10:30 | 528 | 502
2018-10-05 11:00 | 573 | 552
2018-10-05 11:30 | 539 | 514
2018-10-05 12:00 | 534 | 508
2018-10-05 12:30 | 570 | 547
2018-10-05 13:00 | 555 | 531
2018-10-05 13:30 | 542 | 518
2018-10-05 14:00 | 510 | 481
2018-10-05 14:30 | 504 | 475
2018-10-05 15:00 | 535 | 510
2018-10-05 15:30 | 508 | 479
2018-10-05 16:00 | 522 | 494
2018-10-05 16:30 | 511 | 483
2018-10-05 17:00 | 453 | 417
2018-10-05 17:30 | 487 | 456
2018-10-05 18:00 | 521 | 492
2018-10-05 18:30 | 537 | 507
2018-10-05 19:00 | 549 | 521
2018-10-05 19:30 | 556 | 528
2018-10-05 20:00 | 557 | 529
2018-10-05 20:30 | 569 | 542
2018-10-05 21:00 | 564 | 537
2018-10-05 21:30 | 540 | 511
2018-10-05 22:00 | 538 | 507
2018-10-05 22:30 | 518 | 499
2018-10-05 23:00 | 479 | 457
2018-10-05 23:30 | 477 | 454
2018-10-06 | 471 | 448
2018-10-06 00:30 | 462 | 438
2018-10-06 01:00 | 410 | 382
2018-10-06 01:30 | 380 | 350
2018-10-06 02:00 | 372 | 341
2018-10-06 02:30 | 366 | 330
2018-10-06 03:00 | 372 | 333
2018-10-06 03:30 | 370 | 331
2018-10-06 04:00 | 357 | 317
2018-10-06 04:30 | 346 | 303
2018-10-06 05:00 | 369 | 330
2018-10-06 05:30 | 386 | 349
2018-10-06 06:00 | 356 | 315
2018-10-06 06:30 | 350 | 308
2018-10-06 07:00 | 337 | 293
2018-10-06 07:30 | 360 | 321
2018-10-06 08:00 | 390 | 355
2018-10-06 08:30 | 411 | 379
2018-10-06 09:00 | 443 | 415
2018-10-06 09:30 | 548 | 532
2018-10-06 10:00 | 527 | 509
2018-10-06 10:30 | 576 | 562
2018-10-06 11:00 | 566 | 552
2018-10-06 11:30 | 544 | 528
2018-10-06 12:00 | 474 | 452
2018-10-06 12:30 | 467 | 445
2018-10-06 13:00 | 437 | 412
2018-10-06 13:30 | 463 | 439
2018-10-06 14:00 | 455 | 430
2018-10-06 14:30 | 453 | 428
2018-10-06 15:00 | 450 | 426
2018-10-06 15:30 | 401 | 371
2018-10-06 16:00 | 411 | 384
2018-10-06 16:30 | 432 | 407
2018-10-06 17:00 | 453 | 430
2018-10-06 17:30 | 488 | 469
2018-10-06 18:00 | 510 | 492
2018-10-06 18:30 | 586 | 574
2018-10-06 19:00 | 575 | 562
2018-10-06 19:30 | 540 | 525
2018-10-06 20:00 | 558 | 544
2018-10-06 20:30 | 564 | 550
2018-10-06 21:00 | 562 | 548
2018-10-06 21:30 | 570 | 557
2018-10-06 22:00 | 545 | 529
2018-10-06 22:30 | 507 | 488
2018-10-06 23:00 | 442 | 418
2018-10-06 23:30 | 373 | 342
2018-10-07 | 337 | 300
2018-10-07 00:30 | 336 | 294
2018-10-07 01:00 | 336 | 293
2018-10-07 01:30 | 332 | 289
2018-10-07 02:00 | 318 | 272
2018-10-07 02:30 | 331 | 288
2018-10-07 03:00 | 323 | 278
2018-10-07 03:30 | 325 | 281
2018-10-07 04:00 | 322 | 277
2018-10-07 04:30 | 305 | 258
2018-10-07 05:00 | 307 | 259
2018-10-07 05:30 | 302 | 254
2018-10-07 06:00 | 300 | 249
2018-10-07 06:30 | 305 | 251
2018-10-07 07:00 | 311 | 258
2018-10-07 07:30 | 312 | 259
2018-10-07 08:00 | 326 | 276
2018-10-07 08:30 | 321 | 271
2018-10-07 09:00 | 348 | 303
2018-10-07 09:30 | 362 | 320
2018-10-07 10:00 | 371 | 330
2018-10-07 10:30 | 374 | 334
2018-10-07 11:00 | 393 | 355
2018-10-07 11:30 | 404 | 368
2018-10-07 12:00 | 411 | 376
2018-10-07 12:30 | 402 | 368
2018-10-07 13:00 | 391 | 357
2018-10-07 13:30 | 378 | 342
2018-10-07 14:00 | 391 | 356
2018-10-07 14:30 | 385 | 349
2018-10-07 15:00 | 407 | 375
2018-10-07 15:30 | 406 | 374
2018-10-07 16:00 | 417 | 386
2018-10-07 16:30 | 439 | 410
2018-10-07 17:00 | 497 | 477
2018-10-07 17:30 | 566 | 553
2018-10-07 18:00 | 588 | 575
2018-10-07 18:30 | 592 | 572
2018-10-07 19:00 | 529 | 505
2018-10-07 19:30 | 505 | 484
2018-10-07 20:00 | 477 | 460
2018-10-07 20:30 | 502 | 486
2018-10-07 21:00 | 476 | 459
2018-10-07 21:30 | 461 | 443
2018-10-07 22:00 | 410 | 388
2018-10-07 22:30 | 369 | 344
2018-10-07 23:00 | 364 | 337
2018-10-07 23:30 | 333 | 300
2018-10-08 | 332 | 294
2018-10-08 00:30 | 356 | 320
2018-10-08 01:00 | 361 | 325
2018-10-08 01:30 | 365 | 329
2018-10-08 02:00 | 374 | 338
2018-10-08 02:30 | 371 | 335
2018-10-08 03:00 | 381 | 347
2018-10-08 03:30 | 378 | 343
2018-10-08 04:00 | 384 | 350
2018-10-08 04:30 | 378 | 344
2018-10-08 05:00 | 386 | 353
2018-10-08 05:30 | 432 | 404
2018-10-08 06:00 | 458 | 433
2018-10-08 06:30 | 469 | 445
2018-10-08 07:00 | 477 | 455
2018-10-08 07:30 | 496 | 476
2018-10-08 08:00 | 494 | 474
2018-10-08 08:30 | 544 | 527
2018-10-08 09:00 | 527 | 509
2018-10-08 09:30 | 467 | 444
2018-10-08 10:00 | 490 | 469
2018-10-08 10:30 | 458 | 434
2018-10-08 11:00 | 382 | 351
2018-10-08 11:30 | 376 | 345
2018-10-08 12:00 | 387 | 356
2018-10-08 12:30 | 382 | 351
2018-10-08 13:00 | 431 | 405
2018-10-08 13:30 | 480 | 458
2018-10-08 14:00 | 522 | 503
2018-10-08 14:30 | 544 | 526
2018-10-08 15:00 | 543 | 525
2018-10-08 15:30 | 573 | 558
2018-10-08 16:00 | 597 | 582
2018-10-08 16:30 | 640 | 628
2018-10-08 17:00 | 681 | 664
2018-10-08 17:30 | 678 | 659
2018-10-08 18:00 | 647 | 626
2018-10-08 18:30 | 639 | 618
2018-10-08 19:00 | 621 | 599
2018-10-08 19:30 | 600 | 575
2018-10-08 20:00 | 624 | 600
2018-10-08 20:30 | 615 | 591
2018-10-08 21:00 | 600 | 573
2018-10-08 21:30 | 600 | 573
2018-10-08 22:00 | 610 | 584
2018-10-08 22:30 | 578 | 549
2018-10-08 23:00 | 536 | 514
2018-10-08 23:30 | 511 | 489
2018-10-09 | 459 | 433
2018-10-09 00:30 | 431 | 401
2018-10-09 01:00 | 459 | 432
2018-10-09 01:30 | 486 | 461
2018-10-09 02:00 | 440 | 411
2018-10-09 02:30 | 393 | 358
2018-10-09 03:00 | 416 | 382
2018-10-09 03:30 | 444 | 412
2018-10-09 04:00 | 475 | 448
2018-10-09 04:30 | 452 | 422
2018-10-09 05:00 | 447 | 417
2018-10-09 05:30 | 451 | 423
2018-10-09 06:00 | 446 | 420
2018-10-09 06:30 | 491 | 468
2018-10-09 07:00 | 558 | 541
2018-10-09 07:30 | 582 | 568
2018-10-09 08:00 | 593 | 581
2018-10-09 08:30 | 475 | 452
2018-10-09 09:00 | 469 | 425
2018-10-09 09:30 | 522 | 480
2018-10-09 10:00 | 536 | 492
2018-10-09 10:30 | 527 | 483
2018-10-09 11:00 | 518 | 475
2018-10-09 11:30 | 494 | 452
2018-10-09 12:00 | 504 | 462
2018-10-09 12:30 | 510 | 468
2018-10-09 13:00 | 481 | 437
2018-10-09 13:30 | 512 | 470
2018-10-09 14:00 | 509 | 467
2018-10-09 14:30 | 486 | 443
2018-10-09 15:00 | 488 | 445
2018-10-09 15:30 | 515 | 472
2018-10-09 16:00 | 493 | 450
2018-10-09 16:30 | 482 | 439
2018-10-09 17:00 | 509 | 465
2018-10-09 17:30 | 470 | 426
2018-10-09 18:00 | 495 | 453
2018-10-09 18:30 | 504 | 461
2018-10-09 19:00 | 482 | 438
2018-10-09 19:30 | 478 | 433
2018-10-09 20:00 | 455 | 412
2018-10-09 20:30 | 445 | 400
2018-10-09 21:00 | 466 | 422
2018-10-09 21:30 | 434 | 388
2018-10-09 22:00 | 386 | 338
2018-10-09 22:30 | 346 | 293
2018-10-09 23:00 | 326 | 271
2018-10-09 23:30 | 316 | 260
2018-10-10 | 300 | 240
2018-10-10 00:30 | 278 | 212
2018-10-10 01:00 | 283 | 218
2018-10-10 01:30 | 269 | 201
2018-10-10 02:00 | 253 | 177
2018-10-10 02:30 | 240 | 161
2018-10-10 03:00 | 242 | 165
2018-10-10 03:30 | 238 | 160
2018-10-10 04:00 | 233 | 154
2018-10-10 04:30 | 224 | 142
2018-10-10 05:00 | 234 | 157
2018-10-10 05:30 | 296 | 234
2018-10-10 06:00 | 324 | 267
2018-10-10 06:30 | 379 | 332
2018-10-10 07:00 | 449 | 406
2018-10-10 07:30 | 465 | 422
2018-10-10 08:00 | 457 | 414
2018-10-10 08:30 | 432 | 387
2018-10-10 09:00 | 402 | 357
2018-10-10 09:30 | 368 | 322
2018-10-10 10:00 | 374 | 330
2018-10-10 10:30 | 389 | 344
2018-10-10 11:00 | 388 | 343
2018-10-10 11:30 | 388 | 342
2018-10-10 12:00 | 396 | 351
2018-10-10 12:30 | 407 | 364
2018-10-10 13:00 | 405 | 363
2018-10-10 13:30 | 416 | 373
2018-10-10 14:00 | 419 | 375
2018-10-10 14:30 | 433 | 392
2018-10-10 15:00 | 458 | 416
2018-10-10 15:30 | 447 | 404
2018-10-10 16:00 | 476 | 434
2018-10-10 16:30 | 510 | 469
2018-10-10 17:00 | 495 | 452
2018-10-10 17:30 | 469 | 425
2018-10-10 18:00 | 488 | 446
2018-10-10 18:30 | 484 | 440
2018-10-10 19:00 | 487 | 443
2018-10-10 19:30 | 458 | 414
2018-10-10 20:00 | 469 | 425
2018-10-10 20:30 | 461 | 417
2018-10-10 21:00 | 402 | 357
2018-10-10 21:30 | 387 | 341
2018-10-10 22:00 | 348 | 300
2018-10-10 22:30 | 331 | 278
2018-10-10 23:00 | 316 | 262
2018-10-10 23:30 | 323 | 269
2018-10-11 | 299 | 243
2018-10-11 00:30 | 284 | 225
2018-10-11 01:00 | 276 | 214
2018-10-11 01:30 | 261 | 195
2018-10-11 02:00 | 232 | 161
2018-10-11 02:30 | 213 | 136
2018-10-11 03:00 | 192 | 110
2018-10-11 03:30 | 204 | 125
2018-10-11 04:00 | 235 | 164
2018-10-11 04:30 | 286 | 222
2018-10-11 05:00 | 311 | 251
2018-10-11 05:30 | 341 | 285
2018-10-11 06:00 | 380 | 331
2018-10-11 06:30 | 427 | 381
2018-10-11 07:00 | 458 | 414
2018-10-11 07:30 | 460 | 416
2018-10-11 08:00 | 493 | 450
2018-10-11 08:30 | 468 | 425
2018-10-11 09:00 | 465 | 423
2018-10-11 09:30 | 466 | 424
2018-10-11 10:00 | 482 | 441
2018-10-11 10:30 | 489 | 447
2018-10-11 11:00 | 507 | 465
2018-10-11 11:30 | 505 | 461
2018-10-11 12:00 | 502 | 458
2018-10-11 12:30 | 484 | 441
2018-10-11 13:00 | 489 | 445
2018-10-11 13:30 | 482 | 437
2018-10-11 14:00 | 443 | 396
2018-10-11 14:30 | 409 | 365
2018-10-11 15:00 | 422 | 380
2018-10-11 15:30 | 401 | 357
2018-10-11 16:00 | 441 | 400
2018-10-11 16:30 | 476 | 436
2018-10-11 17:00 | 451 | 406
2018-10-11 17:30 | 444 | 401
2018-10-11 18:00 | 437 | 393
2018-10-11 18:30 | 440 | 395
2018-10-11 19:00 | 427 | 381
2018-10-11 19:30 | 417 | 372
2018-10-11 20:00 | 405 | 357
2018-10-11 20:30 | 415 | 368
2018-10-11 21:00 | 422 | 375
2018-10-11 21:30 | 420 | 374
2018-10-11 22:00 | 372 | 323
2018-10-11 22:30 | 330 | 275
2018-10-11 23:00 | 315 | 259
2018-10-11 23:30 | 303 | 245
2018-10-12 | 303 | 245
2018-10-12 00:30 | 275 | 214
2018-10-12 01:00 | 284 | 223
2018-10-12 01:30 | 272 | 210
2018-10-12 02:00 | 254 | 189
2018-10-12 02:30 | 262 | 197
2018-10-12 03:00 | 247 | 180
2018-10-12 03:30 | 240 | 170
2018-10-12 04:00 | 244 | 174
2018-10-12 04:30 | 242 | 171
2018-10-12 05:00 | 257 | 189
2018-10-12 05:30 | 281 | 217
2018-10-12 06:00 | 348 | 294
2018-10-12 06:30 | 379 | 328
2018-10-12 07:00 | 406 | 357
2018-10-12 07:30 | 435 | 390
2018-10-12 08:00 | 446 | 401
2018-10-12 08:30 | 435 | 391
2018-10-12 09:00 | 414 | 368
2018-10-12 09:30 | 421 | 376
2018-10-12 10:00 | 426 | 381
2018-10-12 10:30 | 454 | 411
2018-10-12 11:00 | 576 | 563
2018-10-12 11:30 | 578 | 564
2018-10-12 12:00 | 574 | 560
2018-10-12 12:30 | 545 | 529
2018-10-12 13:00 | 550 | 535
2018-10-12 13:30 | 531 | 514
2018-10-12 14:00 | 561 | 547
2018-10-12 14:30 | 540 | 524
2018-10-12 15:00 | 545 | 529
2018-10-12 15:30 | 532 | 516
2018-10-12 16:00 | 572 | 558
2018-10-12 16:30 | 565 | 551
2018-10-12 17:00 | 586 | 574
2018-10-12 17:30 | 590 | 578
2018-10-12 18:00 | 593 | 581
2018-10-12 18:30 | 558 | 544
2018-10-12 19:00 | 557 | 544
2018-10-12 19:30 | 539 | 524
2018-10-12 20:00 | 531 | 515
2018-10-12 20:30 | 511 | 494
2018-10-12 21:00 | 518 | 502
2018-10-12 21:30 | 514 | 497
2018-10-12 22:00 | 526 | 509
2018-10-12 22:30 | 494 | 474
2018-10-12 23:00 | 491 | 471
2018-10-12 23:30 | 459 | 436
2018-10-13 | 423 | 396
2018-10-13 00:30 | 391 | 361
2018-10-13 01:00 | 357 | 323
2018-10-13 01:30 | 314 | 274
2018-10-13 02:00 | 300 | 248
2018-10-13 02:30 | 319 | 271
2018-10-13 03:00 | 312 | 262
2018-10-13 03:30 | 302 | 251
2018-10-13 04:00 | 279 | 225
2018-10-13 04:30 | 300 | 252
2018-10-13 05:00 | 289 | 237
2018-10-13 05:30 | 312 | 266
2018-10-13 06:00 | 332 | 289
2018-10-13 06:30 | 382 | 346
2018-10-13 07:00 | 398 | 365
2018-10-13 07:30 | 441 | 413
2018-10-13 08:00 | 491 | 468
2018-10-13 08:30 | 506 | 487
2018-10-13 09:00 | 455 | 432
2018-10-13 09:30 | 462 | 439
2018-10-13 10:00 | 493 | 473
2018-10-13 10:30 | 522 | 505
2018-10-13 11:00 | 486 | 467
2018-10-13 11:30 | 456 | 434
2018-10-13 12:00 | 482 | 462
2018-10-13 12:30 | 468 | 446
2018-10-13 13:00 | 457 | 435
2018-10-13 13:30 | 421 | 395
2018-10-13 14:00 | 415 | 388
2018-10-13 14:30 | 401 | 373
2018-10-13 15:00 | 406 | 379
2018-10-13 15:30 | 425 | 399
2018-10-13 16:00 | 467 | 445
2018-10-13 16:30 | 497 | 478
2018-10-13 17:00 | 448 | 425
2018-10-13 17:30 | 523 | 506
2018-10-13 18:00 | 570 | 558
2018-10-13 18:30 | 537 | 523
2018-10-13 19:00 | 559 | 546
2018-10-13 19:30 | 539 | 524
2018-10-13 20:00 | 507 | 490
2018-10-13 20:30 | 550 | 536
2018-10-13 21:00 | 569 | 556
2018-10-13 21:30 | 543 | 528
2018-10-13 22:00 | 520 | 504
2018-10-13 22:30 | 489 | 470
2018-10-13 23:00 | 441 | 417
2018-10-13 23:30 | 395 | 365
2018-10-14 | 401 | 369
2018-10-14 00:30 | 342 | 302
2018-10-14 01:00 | 341 | 299
2018-10-14 01:30 | 320 | 275
2018-10-14 02:00 | 278 | 224
2018-10-14 02:30 | 260 | 200
2018-10-14 03:00 | 261 | 202
2018-10-14 03:30 | 254 | 193
2018-10-14 04:00 | 244 | 178
2018-10-14 04:30 | 257 | 195
2018-10-14 05:00 | 252 | 187
2018-10-14 05:30 | 267 | 207
2018-10-14 06:00 | 301 | 250
2018-10-14 06:30 | 304 | 254
2018-10-14 07:00 | 315 | 267
2018-10-14 07:30 | 347 | 307
2018-10-14 08:00 | 354 | 316
2018-10-14 08:30 | 367 | 332
2018-10-14 09:00 | 398 | 367
2018-10-14 09:30 | 402 | 374
2018-10-14 10:00 | 411 | 383
2018-10-14 10:30 | 418 | 391
2018-10-14 11:00 | 438 | 413
2018-10-14 11:30 | 457 | 433
2018-10-14 12:00 | 454 | 430
2018-10-14 12:30 | 468 | 445
2018-10-14 13:00 | 476 | 453
2018-10-14 13:30 | 474 | 451
2018-10-14 14:00 | 500 | 480
2018-10-14 14:30 | 464 | 440
2018-10-14 15:00 | 443 | 417
2018-10-14 15:30 | 420 | 393
2018-10-14 16:00 | 409 | 381
2018-10-14 16:30 | 472 | 450
2018-10-14 17:00 | 555 | 537
2018-10-14 17:30 | 598 | 574
2018-10-14 18:00 | 608 | 585
2018-10-14 18:30 | 641 | 621
2018-10-14 19:00 | 627 | 606
2018-10-14 19:30 | 617 | 595
2018-10-14 20:00 | 565 | 538
2018-10-14 20:30 | 486 | 467
2018-10-14 21:00 | 432 | 408
2018-10-14 21:30 | 434 | 410
2018-10-14 22:00 | 427 | 402
2018-10-14 22:30 | 399 | 370
2018-10-14 23:00 | 400 | 370
2018-10-14 23:30 | 404 | 371
2018-10-15 | 370 | 333
2018-10-15 00:30 | 317 | 270
2018-10-15 01:00 | 306 | 257
2018-10-15 01:30 | 294 | 240
2018-10-15 02:00 | 269 | 209
2018-10-15 02:30 | 261 | 196
2018-10-15 03:00 | 247 | 175
2018-10-15 03:30 | 243 | 170
2018-10-15 04:00 | 258 | 190
2018-10-15 04:30 | 237 | 161
2018-10-15 05:00 | 246 | 174
2018-10-15 05:30 | 326 | 278
2018-10-15 06:00 | 435 | 406
2018-10-15 06:30 | 470 | 446
2018-10-15 07:00 | 483 | 462
2018-10-15 07:30 | 505 | 485
2018-10-15 08:00 | 525 | 505
2018-10-15 08:30 | 506 | 485
2018-10-15 09:00 | 497 | 476
2018-10-15 09:30 | 483 | 462
2018-10-15 10:00 | 484 | 462
2018-10-15 10:30 | 458 | 434
2018-10-15 11:00 | 496 | 476
2018-10-15 11:30 | 453 | 429
2018-10-15 12:00 | 456 | 432
2018-10-15 12:30 | 461 | 437
2018-10-15 13:00 | 470 | 446
2018-10-15 13:30 | 486 | 464
2018-10-15 14:00 | 461 | 441
2018-10-15 14:30 | 460 | 442
2018-10-15 15:00 | 440 | 420
2018-10-15 15:30 | 434 | 413
2018-10-15 16:00 | 457 | 438
2018-10-15 16:30 | 471 | 454
2018-10-15 17:00 | 497 | 481
2018-10-15 17:30 | 464 | 447
2018-10-15 18:00 | 499 | 485
2018-10-15 18:30 | 514 | 502
2018-10-15 19:00 | 504 | 492
2018-10-15 19:30 | 497 | 485
2018-10-15 20:00 | 495 | 483
2018-10-15 20:30 | 497 | 484
2018-10-15 21:00 | 471 | 457
2018-10-15 21:30 | 448 | 431
2018-10-15 22:00 | 462 | 445
2018-10-15 22:30 | 448 | 429
2018-10-15 23:00 | 415 | 393
2018-10-15 23:30 | 355 | 325
2018-10-16 | 362 | 332
2018-10-16 00:30 | 316 | 278
2018-10-16 01:00 | 276 | 231
2018-10-16 01:30 | 234 | 179
2018-10-16 02:00 | 249 | 195
2018-10-16 02:30 | 255 | 202
2018-10-16 03:00 | 253 | 200
2018-10-16 03:30 | 247 | 192
2018-10-16 04:00 | 242 | 185
2018-10-16 04:30 | 252 | 199
2018-10-16 05:00 | 266 | 216
2018-10-16 05:30 | 345 | 310
2018-10-16 06:00 | 438 | 415
2018-10-16 06:30 | 469 | 451
2018-10-16 07:00 | 520 | 505
2018-10-16 07:30 | 545 | 534
2018-10-16 08:00 | 552 | 542
2018-10-16 08:30 | 568 | 560
2018-10-16 09:00 | 558 | 549
2018-10-16 09:30 | 545 | 535
2018-10-16 10:00 | 497 | 485
2018-10-16 10:30 | 498 | 486
2018-10-16 11:00 | 487 | 474
2018-10-16 11:30 | 485 | 472
2018-10-16 12:00 | 488 | 475
2018-10-16 12:30 | 504 | 492
2018-10-16 13:00 | 524 | 514
2018-10-16 13:30 | 506 | 495
2018-10-16 14:00 | 520 | 511
2018-10-16 14:30 | 526 | 517
2018-10-16 15:00 | 520 | 510
2018-10-16 15:30 | 511 | 501
2018-10-16 16:00 | 505 | 495
2018-10-16 16:30 | 518 | 508
2018-10-16 17:00 | 527 | 519
2018-10-16 17:30 | 540 | 533
2018-10-16 18:00 | 542 | 534
2018-10-16 18:30 | 504 | 495
2018-10-16 19:00 | 495 | 486
2018-10-16 19:30 | 483 | 473
2018-10-16 20:00 | 484 | 474
2018-10-16 20:30 | 488 | 478
2018-10-16 21:00 | 475 | 464
2018-10-16 21:30 | 453 | 439
2018-10-16 22:00 | 453 | 440
2018-10-16 22:30 | 447 | 432
2018-10-16 23:00 | 451 | 436
2018-10-16 23:30 | 435 | 418
2018-10-17 | 437 | 421
2018-10-17 00:30 | 380 | 360
2018-10-17 01:00 | 345 | 318
2018-10-17 01:30 | 321 | 289
2018-10-17 02:00 | 296 | 258
2018-10-17 02:30 | 269 | 223
2018-10-17 03:00 | 260 | 210
2018-10-17 03:30 | 313 | 274
2018-10-17 04:00 | 319 | 281
2018-10-17 04:30 | 342 | 306
2018-10-17 05:00 | 349 | 315
2018-10-17 05:30 | 407 | 381
2018-10-17 06:00 | 437 | 416
2018-10-17 06:30 | 509 | 495
2018-10-17 07:00 | 513 | 502
2018-10-17 07:30 | 528 | 517
2018-10-17 08:00 | 550 | 541
2018-10-17 08:30 | 549 | 541
2018-10-17 09:00 | 553 | 546
2018-10-17 09:30 | 590 | 580
2018-10-17 10:00 | 588 | 570
2018-10-17 10:30 | 560 | 546
2018-10-17 11:00 | 543 | 535
2018-10-17 11:30 | 521 | 511
2018-10-17 12:00 | 512 | 502
2018-10-17 12:30 | 503 | 493
2018-10-17 13:00 | 518 | 508
2018-10-17 13:30 | 540 | 531
2018-10-17 14:00 | 523 | 514
2018-10-17 14:30 | 498 | 487
2018-10-17 15:00 | 514 | 504
2018-10-17 15:30 | 558 | 551
2018-10-17 16:00 | 577 | 570
2018-10-17 16:30 | 583 | 577
2018-10-17 17:00 | 576 | 571
2018-10-17 17:30 | 572 | 567
2018-10-17 18:00 | 557 | 552
2018-10-17 18:30 | 551 | 546
2018-10-17 19:00 | 537 | 531
2018-10-17 19:30 | 517 | 510
2018-10-17 20:00 | 514 | 507
2018-10-17 20:30 | 519 | 511
2018-10-17 21:00 | 514 | 506
2018-10-17 21:30 | 504 | 495
2018-10-17 22:00 | 500 | 490
2018-10-17 22:30 | 488 | 477
2018-10-17 23:00 | 477 | 465
2018-10-17 23:30 | 457 | 444
2018-10-18 | 407 | 389
2018-10-18 00:30 | 396 | 376
2018-10-18 01:00 | 405 | 385
2018-10-18 01:30 | 374 | 349
2018-10-18 02:00 | 326 | 296
2018-10-18 02:30 | 264 | 223
2018-10-18 03:00 | 263 | 222
2018-10-18 03:30 | 303 | 269
2018-10-18 04:00 | 284 | 247
2018-10-18 04:30 | 298 | 263
2018-10-18 05:00 | 310 | 277
2018-10-18 05:30 | 449 | 431
2018-10-18 06:00 | 514 | 502
2018-10-18 06:30 | 535 | 525
2018-10-18 07:00 | 574 | 566
2018-10-18 07:30 | 608 | 600
2018-10-18 08:00 | 622 | 607
2018-10-18 08:30 | 609 | 593
2018-10-18 09:00 | 578 | 559
2018-10-18 09:30 | 598 | 579
2018-10-18 10:00 | 613 | 596
2018-10-18 10:30 | 618 | 602
2018-10-18 11:00 | 639 | 625
2018-10-18 11:30 | 660 | 648
2018-10-18 12:00 | 524 | 508
2018-10-18 12:30 | 454 | 440
2018-10-18 13:00 | 594 | 586
2018-10-18 13:30 | 558 | 545
2018-10-18 14:00 | 506 | 495
2018-10-18 14:30 | 490 | 478
2018-10-18 15:00 | 504 | 493
2018-10-18 15:30 | 512 | 502
2018-10-18 16:00 | 536 | 526
2018-10-18 16:30 | 549 | 535
2018-10-18 17:00 | 591 | 574
2018-10-18 17:30 | 566 | 543
2018-10-18 18:00 | 514 | 492
2018-10-18 18:30 | 505 | 491
2018-10-18 19:00 | 491 | 475
2018-10-18 19:30 | 470 | 454
2018-10-18 20:00 | 533 | 520
2018-10-18 20:30 | 554 | 541
2018-10-18 21:00 | 552 | 540
2018-10-18 21:30 | 543 | 530
2018-10-18 22:00 | 527 | 513
2018-10-18 22:30 | 524 | 509
2018-10-18 23:00 | 496 | 479
2018-10-18 23:30 | 481 | 462
2018-10-19 | 427 | 402
2018-10-19 00:30 | 435 | 406
2018-10-19 01:00 | 441 | 413
2018-10-19 01:30 | 414 | 383
2018-10-19 02:00 | 402 | 369
2018-10-19 02:30 | 386 | 349
2018-10-19 03:00 | 381 | 344
2018-10-19 03:30 | 372 | 333
2018-10-19 04:00 | 387 | 351
2018-10-19 04:30 | 390 | 354
2018-10-19 05:00 | 417 | 385
2018-10-19 05:30 | 468 | 443
2018-10-19 06:00 | 481 | 458
2018-10-19 06:30 | 497 | 478
2018-10-19 07:00 | 511 | 493
2018-10-19 07:30 | 544 | 530
2018-10-19 08:00 | 515 | 499
2018-10-19 08:30 | 529 | 514
2018-10-19 09:00 | 512 | 497
2018-10-19 09:30 | 459 | 440
2018-10-19 10:00 | 466 | 447
2018-10-19 10:30 | 457 | 438
2018-10-19 11:00 | 482 | 465
2018-10-19 11:30 | 488 | 471
2018-10-19 12:00 | 474 | 457
2018-10-19 12:30 | 493 | 476
2018-10-19 13:00 | 563 | 551
2018-10-19 13:30 | 607 | 598
2018-10-19 14:00 | 630 | 612
2018-10-19 14:30 | 588 | 567
2018-10-19 15:00 | 605 | 584
2018-10-19 15:30 | 632 | 613
2018-10-19 16:00 | 638 | 620
2018-10-19 16:30 | 551 | 526
2018-10-19 17:00 | 600 | 580
2018-10-19 17:30 | 619 | 600
2018-10-19 18:00 | 592 | 571
2018-10-19 18:30 | 590 | 569
2018-10-19 19:00 | 607 | 588
2018-10-19 19:30 | 593 | 572
2018-10-19 20:00 | 574 | 556
2018-10-19 20:30 | 567 | 556
2018-10-19 21:00 | 552 | 539
2018-10-19 21:30 | 556 | 543
2018-10-19 22:00 | 546 | 533
2018-10-19 22:30 | 520 | 504
2018-10-19 23:00 | 484 | 465
2018-10-19 23:30 | 460 | 439
2018-10-20 | 427 | 400
2018-10-20 00:30 | 358 | 320
2018-10-20 01:00 | 384 | 348
2018-10-20 01:30 | 348 | 307
2018-10-20 02:00 | 313 | 266
2018-10-20 02:30 | 290 | 237
2018-10-20 03:00 | 278 | 221
2018-10-20 03:30 | 269 | 210
2018-10-20 04:00 | 260 | 198
2018-10-20 04:30 | 288 | 233
2018-10-20 05:00 | 313 | 264
2018-10-20 05:30 | 313 | 264
2018-10-20 06:00 | 325 | 278
2018-10-20 06:30 | 404 | 371
2018-10-20 07:00 | 488 | 466
2018-10-20 07:30 | 553 | 537
2018-10-20 08:00 | 582 | 568
2018-10-20 08:30 | 543 | 528
2018-10-20 09:00 | 554 | 539
2018-10-20 09:30 | 567 | 554
2018-10-20 10:00 | 588 | 577
2018-10-20 10:30 | 598 | 586
2018-10-20 11:00 | 595 | 584
2018-10-20 11:30 | 514 | 499
2018-10-20 12:00 | 442 | 421
2018-10-20 12:30 | 434 | 409
2018-10-20 13:00 | 440 | 416
2018-10-20 13:30 | 445 | 422
2018-10-20 14:00 | 418 | 392
2018-10-20 14:30 | 446 | 422
2018-10-20 15:00 | 478 | 458
2018-10-20 15:30 | 442 | 419
2018-10-20 16:00 | 491 | 472
2018-10-20 16:30 | 522 | 505
2018-10-20 17:00 | 508 | 493
2018-10-20 17:30 | 494 | 477
2018-10-20 18:00 | 463 | 444
2018-10-20 18:30 | 462 | 444
2018-10-20 19:00 | 440 | 420
2018-10-20 19:30 | 422 | 401
2018-10-20 20:00 | 462 | 443
2018-10-20 20:30 | 478 | 460
2018-10-20 21:00 | 494 | 477
2018-10-20 21:30 | 540 | 526
2018-10-20 22:00 | 481 | 462
2018-10-20 22:30 | 539 | 523
2018-10-20 23:00 | 546 | 531
2018-10-20 23:30 | 498 | 480
2018-10-21 | 429 | 405
2018-10-21 00:30 | 382 | 348
2018-10-21 01:00 | 378 | 344
2018-10-21 01:30 | 366 | 329
2018-10-21 02:00 | 353 | 315
2018-10-21 02:30 | 312 | 267
2018-10-21 03:00 | 329 | 285
2018-10-21 03:30 | 316 | 269
2018-10-21 04:00 | 325 | 280
2018-10-21 04:30 | 324 | 279
2018-10-21 05:00 | 337 | 294
2018-10-21 05:30 | 372 | 335
2018-10-21 06:00 | 398 | 364
2018-10-21 06:30 | 390 | 354
2018-10-21 07:00 | 411 | 378
2018-10-21 07:30 | 441 | 412
2018-10-21 08:00 | 466 | 440
2018-10-21 08:30 | 495 | 468
2018-10-21 09:00 | 507 | 473
2018-10-21 09:30 | 491 | 458
2018-10-21 10:00 | 444 | 418
2018-10-21 10:30 | 466 | 447
2018-10-21 11:00 | 446 | 425
2018-10-21 11:30 | 438 | 417
2018-10-21 12:00 | 461 | 441
2018-10-21 12:30 | 455 | 434
2018-10-21 13:00 | 465 | 445
2018-10-21 13:30 | 498 | 481
2018-10-21 14:00 | 550 | 536
2018-10-21 14:30 | 594 | 576
2018-10-21 15:00 | 585 | 562
2018-10-21 15:30 | 617 | 597
2018-10-21 16:00 | 660 | 644
2018-10-21 16:30 | 623 | 604
2018-10-21 17:00 | 669 | 654
2018-10-21 17:30 | 639 | 621
2018-10-21 18:00 | 591 | 570
2018-10-21 18:30 | 571 | 548
2018-10-21 19:00 | 590 | 569
2018-10-21 19:30 | 586 | 568
2018-10-21 20:00 | 588 | 577
2018-10-21 20:30 | 605 | 595
2018-10-21 21:00 | 576 | 564
2018-10-21 21:30 | 544 | 530
2018-10-21 22:00 | 505 | 488
2018-10-21 22:30 | 469 | 450
2018-10-21 23:00 | 443 | 421
2018-10-21 23:30 | 414 | 390
2018-10-22 | 416 | 390
2018-10-22 00:30 | 401 | 373
2018-10-22 01:00 | 435 | 408
2018-10-22 01:30 | 415 | 386
2018-10-22 02:00 | 384 | 351
2018-10-22 02:30 | 352 | 316
2018-10-22 03:00 | 332 | 291
2018-10-22 03:30 | 284 | 234
2018-10-22 04:00 | 287 | 237
2018-10-22 04:30 | 312 | 267
2018-10-22 05:00 | 369 | 333
2018-10-22 05:30 | 378 | 344
2018-10-22 06:00 | 412 | 383
2018-10-22 06:30 | 450 | 425
2018-10-22 07:00 | 503 | 484
2018-10-22 07:30 | 500 | 482
2018-10-22 08:00 | 468 | 448
2018-10-22 08:30 | 451 | 430
2018-10-22 09:00 | 439 | 417
2018-10-22 09:30 | 449 | 429
2018-10-22 10:00 | 483 | 466
2018-10-22 10:30 | 499 | 482
2018-10-22 11:00 | 516 | 500
2018-10-22 11:30 | 518 | 502
2018-10-22 12:00 | 553 | 539
2018-10-22 12:30 | 530 | 515
2018-10-22 13:00 | 549 | 532
2018-10-22 13:30 | 553 | 535
2018-10-22 14:00 | 526 | 506
2018-10-22 14:30 | 520 | 501
2018-10-22 15:00 | 515 | 500
2018-10-22 15:30 | 530 | 515
2018-10-22 16:00 | 565 | 553
2018-10-22 16:30 | 598 | 585
2018-10-22 17:00 | 634 | 616
2018-10-22 17:30 | 593 | 572
2018-10-22 18:00 | 583 | 561
2018-10-22 18:30 | 592 | 571
2018-10-22 19:00 | 543 | 519
2018-10-22 19:30 | 564 | 541
2018-10-22 20:00 | 616 | 597
2018-10-22 20:30 | 635 | 617
2018-10-22 21:00 | 621 | 601
2018-10-22 21:30 | 608 | 587
2018-10-22 22:00 | 556 | 530
2018-10-22 22:30 | 498 | 481
2018-10-22 23:00 | 494 | 476
2018-10-22 23:30 | 434 | 410
2018-10-23 | 390 | 361
2018-10-23 00:30 | 394 | 365
2018-10-23 01:00 | 406 | 377
2018-10-23 01:30 | 393 | 363
2018-10-23 02:00 | 397 | 367
2018-10-23 02:30 | 371 | 338
2018-10-23 03:00 | 380 | 349
2018-10-23 03:30 | 375 | 342
2018-10-23 04:00 | 385 | 353
2018-10-23 04:30 | 412 | 384
2018-10-23 05:00 | 398 | 368
2018-10-23 05:30 | 455 | 431
2018-10-23 06:00 | 471 | 449
2018-10-23 06:30 | 567 | 550
2018-10-23 07:00 | 640 | 622
2018-10-23 07:30 | 635 | 617
2018-10-23 08:00 | 549 | 526
2018-10-23 08:30 | 510 | 494
2018-10-23 09:00 | 489 | 474
2018-10-23 09:30 | 510 | 495
2018-10-23 10:00 | 521 | 507
2018-10-23 10:30 | 503 | 488
2018-10-23 11:00 | 468 | 451
2018-10-23 11:30 | 478 | 461
2018-10-23 12:00 | 477 | 460
2018-10-23 12:30 | 497 | 482
2018-10-23 13:00 | 515 | 500
2018-10-23 13:30 | 515 | 500
2018-10-23 14:00 | 511 | 496
2018-10-23 14:30 | 511 | 497
2018-10-23 15:00 | 519 | 505
2018-10-23 15:30 | 606 | 595
2018-10-23 16:00 | 680 | 667
2018-10-23 16:30 | 699 | 687
2018-10-23 17:00 | 740 | 731
2018-10-23 17:30 | 712 | 702
2018-10-23 18:00 | 648 | 634
2018-10-23 18:30 | 656 | 643
2018-10-23 19:00 | 665 | 654
2018-10-23 19:30 | 668 | 656
2018-10-23 20:00 | 669 | 656
2018-10-23 20:30 | 674 | 661
2018-10-23 21:00 | 656 | 648
2018-10-23 21:30 | 671 | 665
2018-10-23 22:00 | 617 | 609
2018-10-23 22:30 | 577 | 567
2018-10-23 23:00 | 562 | 551
2018-10-23 23:30 | 495 | 481
2018-10-24 | 448 | 430
2018-10-24 00:30 | 464 | 446
2018-10-24 01:00 | 417 | 394
2018-10-24 01:30 | 378 | 347
2018-10-24 02:00 | 372 | 339
2018-10-24 02:30 | 367 | 334
2018-10-24 03:00 | 353 | 318
2018-10-24 03:30 | 342 | 306
2018-10-24 04:00 | 352 | 316
2018-10-24 04:30 | 369 | 336
2018-10-24 05:00 | 442 | 416
2018-10-24 05:30 | 485 | 464
2018-10-24 06:00 | 592 | 579
2018-10-24 06:30 | 674 | 666
2018-10-24 07:00 | 723 | 712
2018-10-24 07:30 | 715 | 700
2018-10-24 08:00 | 659 | 640
2018-10-24 08:30 | 629 | 609
2018-10-24 09:00 | 627 | 607
2018-10-24 09:30 | 611 | 589
2018-10-24 10:00 | 616 | 594
2018-10-24 10:30 | 635 | 616
2018-10-24 11:00 | 629 | 609
2018-10-24 11:30 | 631 | 611
2018-10-24 12:00 | 618 | 597
2018-10-24 12:30 | 618 | 598
2018-10-24 13:00 | 623 | 603
2018-10-24 13:30 | 655 | 637
2018-10-24 14:00 | 683 | 667
2018-10-24 14:30 | 678 | 661
2018-10-24 15:00 | 688 | 672
2018-10-24 15:30 | 687 | 671
2018-10-24 16:00 | 672 | 656
2018-10-24 16:30 | 690 | 674
2018-10-24 17:00 | 729 | 716
2018-10-24 17:30 | 742 | 729
2018-10-24 18:00 | 732 | 719
2018-10-24 18:30 | 705 | 690
2018-10-24 19:00 | 727 | 714
2018-10-24 19:30 | 638 | 624
2018-10-24 20:00 | 586 | 574
2018-10-24 20:30 | 595 | 583
2018-10-24 21:00 | 578 | 565
2018-10-24 21:30 | 555 | 539
2018-10-24 22:00 | 532 | 514
2018-10-24 22:30 | 497 | 477
2018-10-24 23:00 | 479 | 458
2018-10-24 23:30 | 459 | 436
2018-10-25 | 448 | 424
2018-10-25 00:30 | 502 | 483
2018-10-25 01:00 | 454 | 430
2018-10-25 01:30 | 416 | 387
2018-10-25 02:00 | 412 | 383
2018-10-25 02:30 | 421 | 393
2018-10-25 03:00 | 442 | 416
2018-10-25 03:30 | 442 | 416
2018-10-25 04:00 | 457 | 433
2018-10-25 04:30 | 492 | 471
2018-10-25 05:00 | 487 | 465
2018-10-25 05:30 | 557 | 540
2018-10-25 06:00 | 606 | 593
2018-10-25 06:30 | 581 | 568
2018-10-25 07:00 | 599 | 586
2018-10-25 07:30 | 688 | 671
2018-10-25 08:00 | 702 | 685
2018-10-25 08:30 | 681 | 661
2018-10-25 09:00 | 655 | 632
2018-10-25 09:30 | 687 | 667
2018-10-25 10:00 | 719 | 701
2018-10-25 10:30 | 759 | 745
2018-10-25 11:00 | 725 | 709
2018-10-25 11:30 | 711 | 694
2018-10-25 12:00 | 691 | 672
2018-10-25 12:30 | 635 | 613
2018-10-25 13:00 | 635 | 613
2018-10-25 13:30 | 694 | 678
2018-10-25 14:00 | 666 | 647
2018-10-25 14:30 | 680 | 662
2018-10-25 15:00 | 666 | 648
2018-10-25 15:30 | 657 | 638
2018-10-25 16:00 | 684 | 667
2018-10-25 16:30 | 676 | 659
2018-10-25 17:00 | 655 | 636
2018-10-25 17:30 | 652 | 633
2018-10-25 18:00 | 633 | 613
2018-10-25 18:30 | 621 | 601
2018-10-25 19:00 | 581 | 557
2018-10-25 19:30 | 591 | 569
2018-10-25 20:00 | 595 | 573
2018-10-25 20:30 | 617 | 596
2018-10-25 21:00 | 610 | 588
2018-10-25 21:30 | 594 | 572
2018-10-25 22:00 | 604 | 591
2018-10-25 22:30 | 592 | 579
2018-10-25 23:00 | 577 | 563
2018-10-25 23:30 | 535 | 517
2018-10-26 | 452 | 428
2018-10-26 00:30 | 412 | 385
2018-10-26 01:00 | 374 | 339
2018-10-26 01:30 | 322 | 279
2018-10-26 02:00 | 323 | 279
2018-10-26 02:30 | 334 | 290
2018-10-26 03:00 | 311 | 261
2018-10-26 03:30 | 297 | 245
2018-10-26 04:00 | 316 | 267
2018-10-26 04:30 | 332 | 287
2018-10-26 05:00 | 365 | 326
2018-10-26 05:30 | 429 | 397
2018-10-26 06:00 | 550 | 531
2018-10-26 06:30 | 621 | 600
2018-10-26 07:00 | 647 | 625
2018-10-26 07:30 | 668 | 649
2018-10-26 08:00 | 650 | 629
2018-10-26 08:30 | 634 | 612
2018-10-26 09:00 | 619 | 596
2018-10-26 09:30 | 625 | 602
2018-10-26 10:00 | 635 | 613
2018-10-26 10:30 | 629 | 607
2018-10-26 11:00 | 585 | 558
2018-10-26 11:30 | 615 | 591
2018-10-26 12:00 | 645 | 627
2018-10-26 12:30 | 619 | 599
2018-10-26 13:00 | 633 | 614
2018-10-26 13:30 | 679 | 664
2018-10-26 14:00 | 675 | 662
2018-10-26 14:30 | 684 | 671
2018-10-26 15:00 | 691 | 679
2018-10-26 15:30 | 689 | 677
2018-10-26 16:00 | 684 | 672
2018-10-26 16:30 | 672 | 659
2018-10-26 17:00 | 667 | 654
2018-10-26 17:30 | 662 | 649
2018-10-26 18:00 | 625 | 609
2018-10-26 18:30 | 590 | 569
2018-10-26 19:00 | 580 | 558
2018-10-26 19:30 | 566 | 542
2018-10-26 20:00 | 549 | 536
2018-10-26 20:30 | 545 | 532
2018-10-26 21:00 | 536 | 523
2018-10-26 21:30 | 541 | 527
2018-10-26 22:00 | 538 | 523
2018-10-26 22:30 | 516 | 499
2018-10-26 23:00 | 498 | 480
2018-10-26 23:30 | 466 | 445
2018-10-27 | 365 | 335
2018-10-27 00:30 | 309 | 270
2018-10-27 01:00 | 288 | 247
2018-10-27 01:30 | 296 | 254
2018-10-27 02:00 | 289 | 242
2018-10-27 02:30 | 291 | 244
2018-10-27 03:00 | 291 | 244
2018-10-27 03:30 | 273 | 222
2018-10-27 04:00 | 269 | 218
2018-10-27 04:30 | 285 | 237
2018-10-27 05:00 | 291 | 245
2018-10-27 05:30 | 315 | 273
2018-10-27 06:00 | 323 | 282
2018-10-27 06:30 | 331 | 292
2018-10-27 07:00 | 358 | 322
2018-10-27 07:30 | 393 | 362
2018-10-27 08:00 | 397 | 367
2018-10-27 08:30 | 381 | 349
2018-10-27 09:00 | 373 | 341
2018-10-27 09:30 | 382 | 350
2018-10-27 10:00 | 375 | 341
2018-10-27 10:30 | 380 | 347
2018-10-27 11:00 | 377 | 343
2018-10-27 11:30 | 367 | 333
2018-10-27 12:00 | 361 | 325
2018-10-27 12:30 | 353 | 317
2018-10-27 13:00 | 370 | 337
2018-10-27 13:30 | 360 | 326
2018-10-27 14:00 | 367 | 334
2018-10-27 14:30 | 404 | 375
2018-10-27 15:00 | 394 | 365
2018-10-27 15:30 | 431 | 405
2018-10-27 16:00 | 493 | 473
2018-10-27 16:30 | 541 | 521
2018-10-27 17:00 | 593 | 570
2018-10-27 17:30 | 611 | 590
2018-10-27 18:00 | 571 | 547
2018-10-27 18:30 | 556 | 531
2018-10-27 19:00 | 558 | 533
2018-10-27 19:30 | 557 | 532
2018-10-27 20:00 | 565 | 540
2018-10-27 20:30 | 567 | 542
2018-10-27 21:00 | 571 | 547
2018-10-27 21:30 | 562 | 536
2018-10-27 22:00 | 531 | 502
2018-10-27 22:30 | 515 | 485
2018-10-27 23:00 | 496 | 467
2018-10-27 23:30 | 410 | 385
2018-10-28 | 330 | 296
2018-10-28 00:30 | 306 | 265
2018-10-28 01:00 | 291 | 245
2018-10-28 01:30 | 303 | 259
2018-10-28 02:00 | 275 | 225
2018-10-28 02:30 | 274 | 224
2018-10-28 03:00 | 279 | 230
2018-10-28 03:30 | 273 | 223
2018-10-28 04:00 | 293 | 247
2018-10-28 04:30 | 275 | 225
2018-10-28 05:00 | 280 | 231
2018-10-28 05:30 | 308 | 265
2018-10-28 06:00 | 294 | 248
2018-10-28 06:30 | 324 | 283
2018-10-28 07:00 | 353 | 316
2018-10-28 07:30 | 377 | 343
2018-10-28 08:00 | 412 | 383
2018-10-28 08:30 | 421 | 399
2018-10-28 09:00 | 398 | 377
2018-10-28 09:30 | 414 | 395
2018-10-28 10:00 | 455 | 439
2018-10-28 10:30 | 416 | 396
2018-10-28 11:00 | 397 | 375
2018-10-28 11:30 | 389 | 366
2018-10-28 12:00 | 376 | 353
2018-10-28 12:30 | 405 | 384
2018-10-28 13:00 | 412 | 392
2018-10-28 13:30 | 442 | 425
2018-10-28 14:00 | 442 | 426
2018-10-28 14:30 | 420 | 402
2018-10-28 15:00 | 471 | 458
2018-10-28 15:30 | 511 | 501
2018-10-28 16:00 | 549 | 541
2018-10-28 16:30 | 581 | 576
2018-10-28 17:00 | 557 | 551
2018-10-28 17:30 | 570 | 564
2018-10-28 18:00 | 553 | 547
2018-10-28 18:30 | 530 | 523
2018-10-28 19:00 | 523 | 517
2018-10-28 19:30 | 515 | 508
2018-10-28 20:00 | 498 | 490
2018-10-28 20:30 | 492 | 482
2018-10-28 21:00 | 424 | 410
2018-10-28 21:30 | 408 | 393
2018-10-28 22:00 | 419 | 404
2018-10-28 22:30 | 410 | 394
2018-10-28 23:00 | 378 | 358
2018-10-28 23:30 | 365 | 345
2018-10-29 | 344 | 318
2018-10-29 00:30 | 322 | 291
2018-10-29 01:00 | 315 | 282
2018-10-29 01:30 | 293 | 255
2018-10-29 02:00 | 284 | 245
2018-10-29 02:30 | 293 | 256
2018-10-29 03:00 | 312 | 277
2018-10-29 03:30 | 303 | 267
2018-10-29 04:00 | 308 | 273
2018-10-29 04:30 | 311 | 277
2018-10-29 05:00 | 347 | 317
2018-10-29 05:30 | 378 | 355
2018-10-29 06:00 | 406 | 387
2018-10-29 06:30 | 456 | 442
2018-10-29 07:00 | 532 | 518
2018-10-29 07:30 | 557 | 540
2018-10-29 08:00 | 554 | 543
2018-10-29 08:30 | 540 | 534
2018-10-29 09:00 | 557 | 552
2018-10-29 09:30 | 561 | 556
2018-10-29 10:00 | 589 | 584
2018-10-29 10:30 | 600 | 595
2018-10-29 11:00 | 592 | 588
2018-10-29 11:30 | 582 | 577
2018-10-29 12:00 | 579 | 574
2018-10-29 12:30 | 567 | 562
2018-10-29 13:00 | 554 | 547
2018-10-29 13:30 | 557 | 551
2018-10-29 14:00 | 533 | 526
2018-10-29 14:30 | 513 | 505
2018-10-29 15:00 | 532 | 524
2018-10-29 15:30 | 533 | 526
2018-10-29 16:00 | 526 | 518
2018-10-29 16:30 | 503 | 494
2018-10-29 17:00 | 502 | 493
2018-10-29 17:30 | 508 | 499
2018-10-29 18:00 | 492 | 476
2018-10-29 18:30 | 471 | 456
2018-10-29 19:00 | 474 | 460
2018-10-29 19:30 | 463 | 448
2018-10-29 20:00 | 448 | 432
2018-10-29 20:30 | 429 | 411
2018-10-29 21:00 | 411 | 392
2018-10-29 21:30 | 380 | 356
2018-10-29 22:00 | 378 | 352
2018-10-29 22:30 | 382 | 355
2018-10-29 23:00 | 345 | 314
2018-10-29 23:30 | 337 | 305
2018-10-30 | 313 | 274
2018-10-30 00:30 | 312 | 269
2018-10-30 01:00 | 316 | 274
2018-10-30 01:30 | 305 | 262
2018-10-30 02:00 | 305 | 260
2018-10-30 02:30 | 309 | 265
2018-10-30 03:00 | 318 | 276
2018-10-30 03:30 | 312 | 268
2018-10-30 04:00 | 307 | 262
2018-10-30 04:30 | 296 | 250
2018-10-30 05:00 | 301 | 256
2018-10-30 05:30 | 326 | 285
2018-10-30 06:00 | 355 | 319
2018-10-30 06:30 | 434 | 410
2018-10-30 07:00 | 475 | 459
2018-10-30 07:30 | 514 | 500
2018-10-30 08:00 | 503 | 488
2018-10-30 08:30 | 449 | 431
2018-10-30 09:00 | 406 | 385
2018-10-30 09:30 | 409 | 387
2018-10-30 10:00 | 403 | 381
2018-10-30 10:30 | 427 | 407
2018-10-30 11:00 | 412 | 388
2018-10-30 11:30 | 415 | 391
2018-10-30 12:00 | 399 | 374
2018-10-30 12:30 | 380 | 353
2018-10-30 13:00 | 387 | 360
2018-10-30 13:30 | 403 | 378
2018-10-30 14:00 | 396 | 371
2018-10-30 14:30 | 416 | 392
2018-10-30 15:00 | 487 | 470
2018-10-30 15:30 | 510 | 497
2018-10-30 16:00 | 495 | 481
2018-10-30 16:30 | 482 | 468
2018-10-30 17:00 | 477 | 463
2018-10-30 17:30 | 482 | 468
2018-10-30 18:00 | 471 | 457
2018-10-30 18:30 | 471 | 456
2018-10-30 19:00 | 494 | 482
2018-10-30 19:30 | 481 | 467
2018-10-30 20:00 | 476 | 462
2018-10-30 20:30 | 495 | 482
2018-10-30 21:00 | 493 | 479
2018-10-30 21:30 | 487 | 472
2018-10-30 22:00 | 484 | 467
2018-10-30 22:30 | 464 | 446
2018-10-30 23:00 | 435 | 413
2018-10-30 23:30 | 414 | 389
2018-10-31 | 369 | 339
2018-10-31 00:30 | 351 | 319
2018-10-31 01:00 | 350 | 317
2018-10-31 01:30 | 339 | 305
2018-10-31 02:00 | 337 | 298
2018-10-31 02:30 | 351 | 314
2018-10-31 03:00 | 354 | 317
2018-10-31 03:30 | 354 | 317
2018-10-31 04:00 | 371 | 336
2018-10-31 04:30 | 378 | 343
2018-10-31 05:00 | 358 | 322
2018-10-31 05:30 | 364 | 328
2018-10-31 06:00 | 425 | 396
2018-10-31 06:30 | 471 | 451
2018-10-31 07:00 | 411 | 388
2018-10-31 07:30 | 436 | 415
2018-10-31 08:00 | 480 | 461
2018-10-31 08:30 | 490 | 473
2018-10-31 09:00 | 502 | 487
2018-10-31 09:30 | 480 | 464
2018-10-31 10:00 | 503 | 489
2018-10-31 10:30 | 507 | 493
2018-10-31 11:00 | 529 | 516
2018-10-31 11:30 | 506 | 492
2018-10-31 12:00 | 526 | 512
2018-10-31 12:30 | 509 | 494
2018-10-31 13:00 | 480 | 463
2018-10-31 13:30 | 519 | 504
2018-10-31 14:00 | 542 | 529
2018-10-31 14:30 | 544 | 533
2018-10-31 15:00 | 533 | 522
2018-10-31 15:30 | 504 | 491
2018-10-31 16:00 | 529 | 516
2018-10-31 16:30 | 529 | 517
2018-10-31 17:00 | 522 | 509
2018-10-31 17:30 | 493 | 479
2018-10-31 18:00 | 477 | 462
2018-10-31 18:30 | 471 | 456
2018-10-31 19:00 | 447 | 433
2018-10-31 19:30 | 450 | 435
2018-10-31 20:00 | 421 | 405
2018-10-31 20:30 | 419 | 403
2018-10-31 21:00 | 411 | 394
2018-10-31 21:30 | 404 | 386
2018-10-31 22:00 | 383 | 363
2018-10-31 22:30 | 348 | 324
2018-10-31 23:00 | 337 | 308
2018-10-31 23:30 | 329 | 299
2018-11-01 | 342 | 310
2018-11-01 00:30 | 325 | 290
2018-11-01 01:00 | 321 | 285
2018-11-01 01:30 | 343 | 306
2018-11-01 02:00 | 352 | 315
2018-11-01 02:30 | 344 | 305
2018-11-01 03:00 | 347 | 309
2018-11-01 03:30 | 374 | 339
2018-11-01 04:00 | 396 | 363
2018-11-01 04:30 | 387 | 354
2018-11-01 05:00 | 405 | 374
2018-11-01 05:30 | 442 | 414
2018-11-01 06:00 | 436 | 410
2018-11-01 06:30 | 480 | 460
2018-11-01 07:00 | 540 | 525
2018-11-01 07:30 | 530 | 515
2018-11-01 08:00 | 523 | 508
2018-11-01 08:30 | 537 | 523
2018-11-01 09:00 | 511 | 497
2018-11-01 09:30 | 464 | 433
2018-11-01 10:00 | 484 | 454
2018-11-01 10:30 | 504 | 476
2018-11-01 11:00 | 519 | 494
2018-11-01 11:30 | 508 | 481
2018-11-01 12:00 | 490 | 460
2018-11-01 12:30 | 481 | 450
2018-11-01 13:00 | 523 | 498
2018-11-01 13:30 | 563 | 543
2018-11-01 14:00 | 570 | 551
2018-11-01 14:30 | 553 | 532
2018-11-01 15:00 | 568 | 548
2018-11-01 15:30 | 580 | 562
2018-11-01 16:00 | 588 | 571
2018-11-01 16:30 | 607 | 592
2018-11-01 17:00 | 605 | 589
2018-11-01 17:30 | 598 | 582
2018-11-01 18:00 | 582 | 564
2018-11-01 18:30 | 573 | 555
2018-11-01 19:00 | 567 | 550
2018-11-01 19:30 | 580 | 563
2018-11-01 20:00 | 584 | 567
2018-11-01 20:30 | 582 | 563
2018-11-01 21:00 | 547 | 524
2018-11-01 21:30 | 500 | 475
2018-11-01 22:00 | 468 | 453
2018-11-01 22:30 | 427 | 409
2018-11-01 23:00 | 356 | 331
2018-11-01 23:30 | 332 | 305
2018-11-02 | 352 | 325
2018-11-02 00:30 | 378 | 352
2018-11-02 01:00 | 377 | 351
2018-11-02 01:30 | 369 | 342
2018-11-02 02:00 | 337 | 304
2018-11-02 02:30 | 339 | 305
2018-11-02 03:00 | 356 | 324
2018-11-02 03:30 | 355 | 323
2018-11-02 04:00 | 351 | 319
2018-11-02 04:30 | 375 | 346
2018-11-02 05:00 | 323 | 287
2018-11-02 05:30 | 314 | 276
2018-11-02 06:00 | 389 | 364
2018-11-02 06:30 | 446 | 427
2018-11-02 07:00 | 506 | 494
2018-11-02 07:30 | 567 | 559
2018-11-02 08:00 | 582 | 576
2018-11-02 08:30 | 574 | 567
2018-11-02 09:00 | 498 | 487
2018-11-02 09:30 | 494 | 483
2018-11-02 10:00 | 497 | 486
2018-11-02 10:30 | 509 | 499
2018-11-02 11:00 | 496 | 485
2018-11-02 11:30 | 471 | 458
2018-11-02 12:00 | 475 | 462
2018-11-02 12:30 | 490 | 478
2018-11-02 13:00 | 491 | 479
2018-11-02 13:30 | 556 | 548
2018-11-02 14:00 | 558 | 549
2018-11-02 14:30 | 527 | 516
2018-11-02 15:00 | 575 | 567
2018-11-02 15:30 | 594 | 587
2018-11-02 16:00 | 597 | 590
2018-11-02 16:30 | 610 | 602
2018-11-02 17:00 | 625 | 609
2018-11-02 17:30 | 595 | 577
2018-11-02 18:00 | 550 | 528
2018-11-02 18:30 | 514 | 488
2018-11-02 19:00 | 520 | 495
2018-11-02 19:30 | 506 | 479
2018-11-02 20:00 | 451 | 435
2018-11-02 20:30 | 468 | 454
2018-11-02 21:00 | 430 | 412
2018-11-02 21:30 | 397 | 376
2018-11-02 22:00 | 335 | 307
2018-11-02 22:30 | 303 | 270
2018-11-02 23:00 | 270 | 231
2018-11-02 23:30 | 262 | 220
2018-11-03 | 260 | 217
2018-11-03 00:30 | 220 | 163
2018-11-03 01:00 | 225 | 166
2018-11-03 01:30 | 226 | 168
2018-11-03 02:00 | 216 | 153
2018-11-03 02:30 | 230 | 171
2018-11-03 03:00 | 233 | 176
2018-11-03 03:30 | 238 | 181
2018-11-03 04:00 | 234 | 175
2018-11-03 04:30 | 243 | 188
2018-11-03 05:00 | 242 | 186
2018-11-03 05:30 | 244 | 189
2018-11-03 06:00 | 247 | 193
2018-11-03 06:30 | 273 | 226
2018-11-03 07:00 | 297 | 255
2018-11-03 07:30 | 318 | 279
2018-11-03 08:00 | 324 | 291
2018-11-03 08:30 | 344 | 314
2018-11-03 09:00 | 344 | 314
2018-11-03 09:30 | 339 | 310
2018-11-03 10:00 | 301 | 267
2018-11-03 10:30 | 295 | 260
2018-11-03 11:00 | 274 | 235
2018-11-03 11:30 | 275 | 236
2018-11-03 12:00 | 291 | 254
2018-11-03 12:30 | 293 | 257
2018-11-03 13:00 | 304 | 269
2018-11-03 13:30 | 303 | 268
2018-11-03 14:00 | 331 | 298
2018-11-03 14:30 | 354 | 324
2018-11-03 15:00 | 379 | 352
2018-11-03 15:30 | 397 | 373
2018-11-03 16:00 | 431 | 409
2018-11-03 16:30 | 458 | 438
2018-11-03 17:00 | 457 | 437
2018-11-03 17:30 | 422 | 401
2018-11-03 18:00 | 383 | 358
2018-11-03 18:30 | 390 | 368
2018-11-03 19:00 | 378 | 354
2018-11-03 19:30 | 360 | 335
2018-11-03 20:00 | 362 | 336
2018-11-03 20:30 | 372 | 347
2018-11-03 21:00 | 361 | 333
2018-11-03 21:30 | 383 | 357
2018-11-03 22:00 | 378 | 351
2018-11-03 22:30 | 379 | 352
2018-11-03 23:00 | 373 | 346
2018-11-03 23:30 | 339 | 307
2018-11-04 | 304 | 263
2018-11-04 00:30 | 291 | 242
2018-11-04 01:00 | 276 | 224
2018-11-04 01:30 | 277 | 224
2018-11-04 02:00 | 293 | 239
2018-11-04 02:30 | 306 | 254
2018-11-04 03:00 | 280 | 223
2018-11-04 03:30 | 281 | 225
2018-11-04 04:00 | 303 | 251
2018-11-04 04:30 | 294 | 241
2018-11-04 05:00 | 309 | 258
2018-11-04 05:30 | 290 | 234
2018-11-04 06:00 | 282 | 225
2018-11-04 06:30 | 323 | 275
2018-11-04 07:00 | 322 | 274
2018-11-04 07:30 | 370 | 332
2018-11-04 08:00 | 404 | 370
2018-11-04 08:30 | 411 | 382
2018-11-04 09:00 | 392 | 362
2018-11-04 09:30 | 389 | 359
2018-11-04 10:00 | 385 | 355
2018-11-04 10:30 | 418 | 391
2018-11-04 11:00 | 438 | 414
2018-11-04 11:30 | 398 | 370
2018-11-04 12:00 | 410 | 383
2018-11-04 12:30 | 378 | 348
2018-11-04 13:00 | 389 | 361
2018-11-04 13:30 | 406 | 379
2018-11-04 14:00 | 428 | 403
2018-11-04 14:30 | 428 | 404
2018-11-04 15:00 | 465 | 443
2018-11-04 15:30 | 487 | 467
2018-11-04 16:00 | 499 | 480
2018-11-04 16:30 | 543 | 527
2018-11-04 17:00 | 531 | 516
2018-11-04 17:30 | 505 | 489
2018-11-04 18:00 | 481 | 465
2018-11-04 18:30 | 454 | 436
2018-11-04 19:00 | 455 | 437
2018-11-04 19:30 | 445 | 427
2018-11-04 20:00 | 412 | 390
2018-11-04 20:30 | 391 | 367
2018-11-04 21:00 | 379 | 355
2018-11-04 21:30 | 375 | 350
2018-11-04 22:00 | 356 | 328
2018-11-04 22:30 | 366 | 338
2018-11-04 23:00 | 371 | 343
2018-11-04 23:30 | 324 | 291
2018-11-05 | 307 | 270
2018-11-05 00:30 | 286 | 241
2018-11-05 01:00 | 301 | 258
2018-11-05 01:30 | 322 | 283
2018-11-05 02:00 | 315 | 273
2018-11-05 02:30 | 343 | 303
2018-11-05 03:00 | 362 | 325
2018-11-05 03:30 | 360 | 323
2018-11-05 04:00 | 366 | 330
2018-11-05 04:30 | 303 | 258
2018-11-05 05:00 | 278 | 228
2018-11-05 05:30 | 277 | 226
2018-11-05 06:00 | 318 | 278
2018-11-05 06:30 | 379 | 349
2018-11-05 07:00 | 481 | 460
2018-11-05 07:30 | 513 | 496
2018-11-05 08:00 | 501 | 484
2018-11-05 08:30 | 510 | 494
2018-11-05 09:00 | 491 | 474
2018-11-05 09:30 | 507 | 490
2018-11-05 10:00 | 512 | 496
2018-11-05 10:30 | 500 | 484
2018-11-05 11:00 | 498 | 482
2018-11-05 11:30 | 487 | 470
2018-11-05 12:00 | 505 | 484
2018-11-05 12:30 | 506 | 476
2018-11-05 13:00 | 519 | 490
2018-11-05 13:30 | 526 | 498
2018-11-05 14:00 | 557 | 533
2018-11-05 14:30 | 541 | 515
2018-11-05 15:00 | 540 | 514
2018-11-05 15:30 | 541 | 516
2018-11-05 16:00 | 568 | 546
2018-11-05 16:30 | 615 | 595
2018-11-05 17:00 | 613 | 594
2018-11-05 17:30 | 594 | 574
2018-11-05 18:00 | 569 | 546
2018-11-05 18:30 | 546 | 521
2018-11-05 19:00 | 534 | 508
2018-11-05 19:30 | 520 | 493
2018-11-05 20:00 | 512 | 483
2018-11-05 20:30 | 522 | 493
2018-11-05 21:00 | 479 | 454
2018-11-05 21:30 | 469 | 449
2018-11-05 22:00 | 436 | 414
2018-11-05 22:30 | 413 | 389
2018-11-05 23:00 | 393 | 367
2018-11-05 23:30 | 350 | 319
2018-11-06 | 329 | 294
2018-11-06 00:30 | 318 | 281
2018-11-06 01:00 | 347 | 313
2018-11-06 01:30 | 332 | 296
2018-11-06 02:00 | 321 | 283
2018-11-06 02:30 | 330 | 294
2018-11-06 03:00 | 329 | 293
2018-11-06 03:30 | 330 | 293
2018-11-06 04:00 | 325 | 288
2018-11-06 04:30 | 344 | 310
2018-11-06 05:00 | 339 | 304
2018-11-06 05:30 | 350 | 317
2018-11-06 06:00 | 350 | 317
2018-11-06 06:30 | 403 | 376
2018-11-06 07:00 | 474 | 456
2018-11-06 07:30 | 518 | 502
2018-11-06 08:00 | 501 | 485
2018-11-06 08:30 | 500 | 484
2018-11-06 09:00 | 495 | 478
2018-11-06 09:30 | 490 | 472
2018-11-06 10:00 | 455 | 434
2018-11-06 10:30 | 458 | 438
2018-11-06 11:00 | 451 | 431
2018-11-06 11:30 | 438 | 418
2018-11-06 12:00 | 416 | 392
2018-11-06 12:30 | 420 | 395
2018-11-06 13:00 | 429 | 405
2018-11-06 13:30 | 443 | 422
2018-11-06 14:00 | 457 | 437
2018-11-06 14:30 | 473 | 455
2018-11-06 15:00 | 492 | 475
2018-11-06 15:30 | 509 | 494
2018-11-06 16:00 | 527 | 513
2018-11-06 16:30 | 547 | 534
2018-11-06 17:00 | 547 | 535
2018-11-06 17:30 | 511 | 498
2018-11-06 18:00 | 474 | 457
2018-11-06 18:30 | 391 | 370
2018-11-06 19:00 | 353 | 329
2018-11-06 19:30 | 362 | 339
2018-11-06 20:00 | 396 | 374
2018-11-06 20:30 | 420 | 400
2018-11-06 21:00 | 420 | 399
2018-11-06 21:30 | 430 | 409
2018-11-06 22:00 | 423 | 401
2018-11-06 22:30 | 386 | 359
2018-11-06 23:00 | 336 | 304
2018-11-06 23:30 | 344 | 313
2018-11-07 | 333 | 299
2018-11-07 00:30 | 328 | 291
2018-11-07 01:00 | 347 | 313
2018-11-07 01:30 | 346 | 312
2018-11-07 02:00 | 321 | 283
2018-11-07 02:30 | 294 | 252
2018-11-07 03:00 | 292 | 250
2018-11-07 03:30 | 287 | 245
2018-11-07 04:00 | 270 | 224
2018-11-07 04:30 | 287 | 244
2018-11-07 05:00 | 288 | 246
2018-11-07 05:30 | 324 | 287
2018-11-07 06:00 | 356 | 324
2018-11-07 06:30 | 412 | 386
2018-11-07 07:00 | 453 | 433
2018-11-07 07:30 | 483 | 466
2018-11-07 08:00 | 493 | 477
2018-11-07 08:30 | 495 | 479
2018-11-07 09:00 | 518 | 504
2018-11-07 09:30 | 499 | 484
2018-11-07 10:00 | 529 | 515
2018-11-07 10:30 | 544 | 531
2018-11-07 11:00 | 554 | 542
2018-11-07 11:30 | 513 | 499
2018-11-07 12:00 | 503 | 488
2018-11-07 12:30 | 520 | 506
2018-11-07 13:00 | 581 | 564
2018-11-07 13:30 | 517 | 489
2018-11-07 14:00 | 551 | 525
2018-11-07 14:30 | 540 | 513
2018-11-07 15:00 | 507 | 477
2018-11-07 15:30 | 529 | 502
2018-11-07 16:00 | 566 | 542
2018-11-07 16:30 | 557 | 533
2018-11-07 17:00 | 550 | 525
2018-11-07 17:30 | 554 | 529
2018-11-07 18:00 | 514 | 486
2018-11-07 18:30 | 481 | 450
2018-11-07 19:00 | 478 | 447
2018-11-07 19:30 | 463 | 429
2018-11-07 20:00 | 449 | 418
2018-11-07 20:30 | 412 | 390
2018-11-07 21:00 | 399 | 375
2018-11-07 21:30 | 403 | 379
2018-11-07 22:00 | 364 | 336
2018-11-07 22:30 | 309 | 273
2018-11-07 23:00 | 316 | 282
2018-11-07 23:30 | 300 | 263
2018-11-08 | 269 | 227
2018-11-08 00:30 | 309 | 273
2018-11-08 01:00 | 292 | 253
2018-11-08 01:30 | 271 | 228
2018-11-08 02:00 | 307 | 269
2018-11-08 02:30 | 296 | 256
2018-11-08 03:00 | 288 | 248
2018-11-08 03:30 | 302 | 264
2018-11-08 04:00 | 294 | 255
2018-11-08 04:30 | 339 | 306
2018-11-08 05:00 | 326 | 292
2018-11-08 05:30 | 374 | 345
2018-11-08 06:00 | 406 | 381
2018-11-08 06:30 | 413 | 392
2018-11-08 07:00 | 473 | 455
2018-11-08 07:30 | 494 | 478
2018-11-08 08:00 | 515 | 488
2018-11-08 08:30 | 525 | 500
2018-11-08 09:00 | 503 | 475
2018-11-08 09:30 | 510 | 483
2018-11-08 10:00 | 500 | 472
2018-11-08 10:30 | 477 | 447
2018-11-08 11:00 | 462 | 431
2018-11-08 11:30 | 458 | 425
2018-11-08 12:00 | 419 | 385
2018-11-08 12:30 | 461 | 442
2018-11-08 13:00 | 491 | 475
2018-11-08 13:30 | 484 | 468
2018-11-08 14:00 | 455 | 437
2018-11-08 14:30 | 432 | 413
2018-11-08 15:00 | 415 | 394
2018-11-08 15:30 | 379 | 355
2018-11-08 16:00 | 365 | 340
2018-11-08 16:30 | 394 | 372
2018-11-08 17:00 | 403 | 383
2018-11-08 17:30 | 419 | 400
2018-11-08 18:00 | 389 | 368
2018-11-08 18:30 | 370 | 348
2018-11-08 19:00 | 384 | 364
2018-11-08 19:30 | 360 | 338
2018-11-08 20:00 | 341 | 315
2018-11-08 20:30 | 324 | 296
2018-11-08 21:00 | 308 | 277
2018-11-08 21:30 | 327 | 299
2018-11-08 22:00 | 360 | 333
2018-11-08 22:30 | 346 | 315
2018-11-08 23:00 | 335 | 302
2018-11-08 23:30 | 302 | 265
2018-11-09 | 255 | 211
2018-11-09 00:30 | 214 | 156
2018-11-09 01:00 | 242 | 190
2018-11-09 01:30 | 263 | 214
2018-11-09 02:00 | 268 | 220
2018-11-09 02:30 | 303 | 262
2018-11-09 03:00 | 302 | 260
2018-11-09 03:30 | 306 | 265
2018-11-09 04:00 | 325 | 287
2018-11-09 04:30 | 319 | 280
2018-11-09 05:00 | 333 | 295
2018-11-09 05:30 | 364 | 330
2018-11-09 06:00 | 343 | 307
2018-11-09 06:30 | 357 | 324
2018-11-09 07:00 | 355 | 325
2018-11-09 07:30 | 373 | 344
2018-11-09 08:00 | 385 | 358
2018-11-09 08:30 | 425 | 402
2018-11-09 09:00 | 401 | 374
2018-11-09 09:30 | 386 | 358
2018-11-09 10:00 | 408 | 382
2018-11-09 10:30 | 396 | 369
2018-11-09 11:00 | 457 | 435
2018-11-09 11:30 | 438 | 416
2018-11-09 12:00 | 414 | 392
2018-11-09 12:30 | 423 | 401
2018-11-09 13:00 | 442 | 422
2018-11-09 13:30 | 461 | 442
2018-11-09 14:00 | 424 | 404
2018-11-09 14:30 | 416 | 395
2018-11-09 15:00 | 437 | 417
2018-11-09 15:30 | 457 | 439
2018-11-09 16:00 | 450 | 432
2018-11-09 16:30 | 450 | 431
2018-11-09 17:00 | 443 | 424
2018-11-09 17:30 | 440 | 422
2018-11-09 18:00 | 421 | 401
2018-11-09 18:30 | 400 | 378
2018-11-09 19:00 | 397 | 375
2018-11-09 19:30 | 383 | 358
2018-11-09 20:00 | 389 | 364
2018-11-09 20:30 | 383 | 357
2018-11-09 21:00 | 358 | 330
2018-11-09 21:30 | 368 | 341
2018-11-09 22:00 | 359 | 331
2018-11-09 22:30 | 339 | 307
2018-11-09 23:00 | 330 | 296
2018-11-09 23:30 | 328 | 293
2018-11-10 | 291 | 244
2018-11-10 00:30 | 253 | 192
2018-11-10 01:00 | 228 | 159
2018-11-10 01:30 | 223 | 150
2018-11-10 02:00 | 230 | 159
2018-11-10 02:30 | 222 | 146
2018-11-10 03:00 | 223 | 147
2018-11-10 03:30 | 235 | 164
2018-11-10 04:00 | 249 | 185
2018-11-10 04:30 | 251 | 186
2018-11-10 05:00 | 249 | 185
2018-11-10 05:30 | 267 | 207
2018-11-10 06:00 | 250 | 185
2018-11-10 06:30 | 273 | 215
2018-11-10 07:00 | 285 | 231
2018-11-10 07:30 | 281 | 231
2018-11-10 08:00 | 273 | 223
2018-11-10 08:30 | 274 | 227
2018-11-10 09:00 | 268 | 222
2018-11-10 09:30 | 262 | 217
2018-11-10 10:00 | 272 | 228
2018-11-10 10:30 | 285 | 243
2018-11-10 11:00 | 269 | 226
2018-11-10 11:30 | 294 | 254
2018-11-10 12:00 | 271 | 228
2018-11-10 12:30 | 260 | 214
2018-11-10 13:00 | 283 | 241
2018-11-10 13:30 | 314 | 276
2018-11-10 14:00 | 259 | 213
2018-11-10 14:30 | 263 | 218
2018-11-10 15:00 | 257 | 211
2018-11-10 15:30 | 268 | 225
2018-11-10 16:00 | 291 | 253
2018-11-10 16:30 | 315 | 279
2018-11-10 17:00 | 391 | 365
2018-11-10 17:30 | 398 | 371
2018-11-10 18:00 | 413 | 389
2018-11-10 18:30 | 413 | 389
2018-11-10 19:00 | 415 | 392
2018-11-10 19:30 | 398 | 373
2018-11-10 20:00 | 410 | 385
2018-11-10 20:30 | 384 | 357
2018-11-10 21:00 | 333 | 300
2018-11-10 21:30 | 296 | 259
2018-11-10 22:00 | 291 | 252
2018-11-10 22:30 | 309 | 270
2018-11-10 23:00 | 311 | 272
2018-11-10 23:30 | 301 | 260
2018-11-11 | 274 | 221
2018-11-11 00:30 | 275 | 220
2018-11-11 01:00 | 300 | 250
2018-11-11 01:30 | 288 | 234
2018-11-11 02:00 | 274 | 218
2018-11-11 02:30 | 270 | 212
2018-11-11 03:00 | 261 | 201
2018-11-11 03:30 | 248 | 183
2018-11-11 04:00 | 254 | 191
2018-11-11 04:30 | 235 | 164
2018-11-11 05:00 | 204 | 116
2018-11-11 05:30 | 185 | 79
2018-11-11 06:00 | 190 | 89
2018-11-11 06:30 | 206 | 120
2018-11-11 07:00 | 229 | 154
2018-11-11 07:30 | 258 | 196
2018-11-11 08:00 | 267 | 210
2018-11-11 08:30 | 259 | 201
2018-11-11 09:00 | 281 | 229
2018-11-11 09:30 | 280 | 229
2018-11-11 10:00 | 280 | 229
2018-11-11 10:30 | 280 | 233
2018-11-11 11:00 | 249 | 199
2018-11-11 11:30 | 240 | 182
2018-11-11 12:00 | 231 | 170
2018-11-11 12:30 | 249 | 193
2018-11-11 13:00 | 273 | 223
2018-11-11 13:30 | 285 | 237
2018-11-11 14:00 | 274 | 224
2018-11-11 14:30 | 292 | 245
2018-11-11 15:00 | 276 | 226
2018-11-11 15:30 | 298 | 255
2018-11-11 16:00 | 348 | 312
2018-11-11 16:30 | 404 | 376
2018-11-11 17:00 | 417 | 391
2018-11-11 17:30 | 441 | 417
2018-11-11 18:00 | 439 | 415
2018-11-11 18:30 | 434 | 411
2018-11-11 19:00 | 407 | 383
2018-11-11 19:30 | 374 | 346
2018-11-11 20:00 | 351 | 321
2018-11-11 20:30 | 317 | 283
2018-11-11 21:00 | 302 | 265
2018-11-11 21:30 | 278 | 237
2018-11-11 22:00 | 261 | 214
2018-11-11 22:30 | 291 | 249
2018-11-11 23:00 | 290 | 248
2018-11-11 23:30 | 269 | 221
2018-11-12 | 249 | 197
2018-11-12 00:30 | 235 | 173
2018-11-12 01:00 | 236 | 169
2018-11-12 01:30 | 231 | 162
2018-11-12 02:00 | 221 | 148
2018-11-12 02:30 | 220 | 146
2018-11-12 03:00 | 224 | 151
2018-11-12 03:30 | 231 | 161
2018-11-12 04:00 | 235 | 167
2018-11-12 04:30 | 221 | 146
2018-11-12 05:00 | 211 | 130
2018-11-12 05:30 | 225 | 153
2018-11-12 06:00 | 274 | 219
2018-11-12 06:30 | 327 | 283
2018-11-12 07:00 | 373 | 338
2018-11-12 07:30 | 371 | 336
2018-11-12 08:00 | 369 | 333
2018-11-12 08:30 | 382 | 348
2018-11-12 09:00 | 386 | 354
2018-11-12 09:30 | 409 | 379
2018-11-12 10:00 | 406 | 377
2018-11-12 10:30 | 386 | 355
2018-11-12 11:00 | 372 | 340
2018-11-12 11:30 | 351 | 316
2018-11-12 12:00 | 328 | 291
2018-11-12 12:30 | 359 | 325
2018-11-12 13:00 | 375 | 344
2018-11-12 13:30 | 412 | 384
2018-11-12 14:00 | 425 | 399
2018-11-12 14:30 | 413 | 387
2018-11-12 15:00 | 449 | 426
2018-11-12 15:30 | 485 | 464
2018-11-12 16:00 | 464 | 442
2018-11-12 16:30 | 486 | 466
2018-11-12 17:00 | 486 | 466
2018-11-12 17:30 | 495 | 475
2018-11-12 18:00 | 474 | 453
2018-11-12 18:30 | 439 | 416
2018-11-12 19:00 | 437 | 415
2018-11-12 19:30 | 429 | 405
2018-11-12 20:00 | 439 | 416
2018-11-12 20:30 | 432 | 408
2018-11-12 21:00 | 424 | 398
2018-11-12 21:30 | 401 | 373
2018-11-12 22:00 | 377 | 346
2018-11-12 22:30 | 372 | 341
2018-11-12 23:00 | 363 | 331
2018-11-12 23:30 | 298 | 255
2018-11-13 | 284 | 236
2018-11-13 00:30 | 287 | 239
2018-11-13 01:00 | 275 | 224
2018-11-13 01:30 | 260 | 205
2018-11-13 02:00 | 266 | 213
2018-11-13 02:30 | 265 | 212
2018-11-13 03:00 | 273 | 221
2018-11-13 03:30 | 287 | 238
2018-11-13 04:00 | 303 | 257
2018-11-13 04:30 | 338 | 298
2018-11-13 05:00 | 329 | 286
2018-11-13 05:30 | 356 | 317
2018-11-13 06:00 | 382 | 348
2018-11-13 06:30 | 428 | 401
2018-11-13 07:00 | 447 | 423
2018-11-13 07:30 | 468 | 444
2018-11-13 08:00 | 460 | 436
2018-11-13 08:30 | 464 | 440
2018-11-13 09:00 | 488 | 466
2018-11-13 09:30 | 498 | 477
2018-11-13 10:00 | 490 | 468
2018-11-13 10:30 | 455 | 430
2018-11-13 11:00 | 434 | 408
2018-11-13 11:30 | 414 | 385
2018-11-13 12:00 | 421 | 394
2018-11-13 12:30 | 424 | 396
2018-11-13 13:00 | 414 | 385
2018-11-13 13:30 | 411 | 383
2018-11-13 14:00 | 393 | 364
2018-11-13 14:30 | 400 | 371
2018-11-13 15:00 | 417 | 390
2018-11-13 15:30 | 476 | 454
2018-11-13 16:00 | 480 | 459
2018-11-13 16:30 | 492 | 472
2018-11-13 17:00 | 481 | 460
2018-11-13 17:30 | 443 | 419
2018-11-13 18:00 | 416 | 389
2018-11-13 18:30 | 408 | 381
2018-11-13 19:00 | 406 | 380
2018-11-13 19:30 | 402 | 375
2018-11-13 20:00 | 405 | 378
2018-11-13 20:30 | 403 | 376
2018-11-13 21:00 | 385 | 354
2018-11-13 21:30 | 366 | 333
2018-11-13 22:00 | 356 | 322
2018-11-13 22:30 | 354 | 320
2018-11-13 23:00 | 325 | 287
2018-11-13 23:30 | 311 | 270
2018-11-14 | 276 | 228
2018-11-14 00:30 | 260 | 207
2018-11-14 01:00 | 259 | 204
2018-11-14 01:30 | 256 | 198
2018-11-14 02:00 | 272 | 218
2018-11-14 02:30 | 306 | 259
2018-11-14 03:00 | 335 | 292
2018-11-14 03:30 | 336 | 293
2018-11-14 04:00 | 355 | 316
2018-11-14 04:30 | 378 | 342
2018-11-14 05:00 | 393 | 359
2018-11-14 05:30 | 372 | 335
2018-11-14 06:00 | 404 | 371
2018-11-14 06:30 | 461 | 435
2018-11-14 07:00 | 505 | 483
2018-11-14 07:30 | 525 | 505
2018-11-14 08:00 | 524 | 504
2018-11-14 08:30 | 523 | 504
2018-11-14 09:00 | 446 | 419
2018-11-14 09:30 | 415 | 385
2018-11-14 10:00 | 431 | 402
2018-11-14 10:30 | 442 | 416
2018-11-14 11:00 | 435 | 408
2018-11-14 11:30 | 440 | 414
2018-11-14 12:00 | 435 | 409
2018-11-14 12:30 | 427 | 401
2018-11-14 13:00 | 435 | 409
2018-11-14 13:30 | 468 | 446
2018-11-14 14:00 | 465 | 442
2018-11-14 14:30 | 471 | 449
2018-11-14 15:00 | 475 | 453
2018-11-14 15:30 | 504 | 484
2018-11-14 16:00 | 522 | 504
2018-11-14 16:30 | 556 | 541
2018-11-14 17:00 | 550 | 534
2018-11-14 17:30 | 532 | 516
2018-11-14 18:00 | 486 | 468
2018-11-14 18:30 | 464 | 444
2018-11-14 19:00 | 433 | 412
2018-11-14 19:30 | 433 | 411
2018-11-14 20:00 | 451 | 430
2018-11-14 20:30 | 452 | 431
2018-11-14 21:00 | 431 | 408
2018-11-14 21:30 | 429 | 405
2018-11-14 22:00 | 438 | 416
2018-11-14 22:30 | 415 | 391
2018-11-14 23:00 | 397 | 370
2018-11-14 23:30 | 385 | 357
2018-11-15 | 360 | 328
2018-11-15 00:30 | 293 | 252
2018-11-15 01:00 | 293 | 252
2018-11-15 01:30 | 307 | 269
2018-11-15 02:00 | 305 | 266
2018-11-15 02:30 | 310 | 272
2018-11-15 03:00 | 304 | 263
2018-11-15 03:30 | 304 | 264
2018-11-15 04:00 | 302 | 261
2018-11-15 04:30 | 345 | 311
2018-11-15 05:00 | 361 | 328
2018-11-15 05:30 | 338 | 301
2018-11-15 06:00 | 329 | 291
2018-11-15 06:30 | 391 | 362
2018-11-15 07:00 | 441 | 417
2018-11-15 07:30 | 461 | 440
2018-11-15 08:00 | 498 | 481
2018-11-15 08:30 | 512 | 495
2018-11-15 09:00 | 496 | 479
2018-11-15 09:30 | 505 | 487
2018-11-15 10:00 | 503 | 485
2018-11-15 10:30 | 499 | 482
2018-11-15 11:00 | 491 | 473
2018-11-15 11:30 | 488 | 470
2018-11-15 12:00 | 468 | 448
2018-11-15 12:30 | 465 | 445
2018-11-15 13:00 | 454 | 433
2018-11-15 13:30 | 458 | 438
2018-11-15 14:00 | 452 | 431
2018-11-15 14:30 | 455 | 435
2018-11-15 15:00 | 483 | 465
2018-11-15 15:30 | 492 | 476
2018-11-15 16:00 | 486 | 469
2018-11-15 16:30 | 478 | 461
2018-11-15 17:00 | 472 | 455
2018-11-15 17:30 | 445 | 426
2018-11-15 18:00 | 422 | 403
2018-11-15 18:30 | 399 | 378
2018-11-15 19:00 | 394 | 372
2018-11-15 19:30 | 365 | 342
2018-11-15 20:00 | 372 | 348
2018-11-15 20:30 | 368 | 344
2018-11-15 21:00 | 344 | 317
2018-11-15 21:30 | 349 | 321
2018-11-15 22:00 | 335 | 302
2018-11-15 22:30 | 329 | 294
2018-11-15 23:00 | 332 | 297
2018-11-15 23:30 | 334 | 299
2018-11-16 | 317 | 280
2018-11-16 00:30 | 271 | 225
2018-11-16 01:00 | 297 | 248
2018-11-16 01:30 | 318 | 272
2018-11-16 02:00 | 298 | 247
2018-11-16 02:30 | 308 | 259
2018-11-16 03:00 | 311 | 263
2018-11-16 03:30 | 312 | 264
2018-11-16 04:00 | 325 | 279
2018-11-16 04:30 | 334 | 290
2018-11-16 05:00 | 326 | 282
2018-11-16 05:30 | 318 | 271
2018-11-16 06:00 | 362 | 323
2018-11-16 06:30 | 434 | 406
2018-11-16 07:00 | 479 | 457
2018-11-16 07:30 | 525 | 507
2018-11-16 08:00 | 552 | 532
2018-11-16 08:30 | 534 | 504
2018-11-16 09:00 | 541 | 512
2018-11-16 09:30 | 531 | 501
2018-11-16 10:00 | 548 | 519
2018-11-16 10:30 | 549 | 521
2018-11-16 11:00 | 538 | 509
2018-11-16 11:30 | 545 | 516
2018-11-16 12:00 | 543 | 514
2018-11-16 12:30 | 534 | 505
2018-11-16 13:00 | 514 | 482
2018-11-16 13:30 | 498 | 465
2018-11-16 14:00 | 513 | 482
2018-11-16 14:30 | 505 | 473
2018-11-16 15:00 | 512 | 481
2018-11-16 15:30 | 547 | 519
2018-11-16 16:00 | 559 | 533
2018-11-16 16:30 | 564 | 539
2018-11-16 17:00 | 545 | 518
2018-11-16 17:30 | 516 | 486
2018-11-16 18:00 | 479 | 448
2018-11-16 18:30 | 418 | 396
2018-11-16 19:00 | 411 | 388
2018-11-16 19:30 | 411 | 388
2018-11-16 20:00 | 400 | 376
2018-11-16 20:30 | 414 | 390
2018-11-16 21:00 | 403 | 379
2018-11-16 21:30 | 401 | 376
2018-11-16 22:00 | 380 | 351
2018-11-16 22:30 | 389 | 361
2018-11-16 23:00 | 379 | 350
2018-11-16 23:30 | 350 | 317
2018-11-17 | 350 | 316
2018-11-17 00:30 | 320 | 283
2018-11-17 01:00 | 317 | 276
2018-11-17 01:30 | 330 | 288
2018-11-17 02:00 | 336 | 294
2018-11-17 02:30 | 348 | 308
2018-11-17 03:00 | 352 | 313
2018-11-17 03:30 | 342 | 301
2018-11-17 04:00 | 333 | 290
2018-11-17 04:30 | 296 | 246
2018-11-17 05:00 | 295 | 245
2018-11-17 05:30 | 301 | 252
2018-11-17 06:00 | 299 | 249
2018-11-17 06:30 | 330 | 287
2018-11-17 07:00 | 349 | 309
2018-11-17 07:30 | 412 | 380
2018-11-17 08:00 | 444 | 415
2018-11-17 08:30 | 443 | 415
2018-11-17 09:00 | 465 | 441
2018-11-17 09:30 | 497 | 476
2018-11-17 10:00 | 471 | 449
2018-11-17 10:30 | 469 | 447
2018-11-17 11:00 | 455 | 431
2018-11-17 11:30 | 421 | 394
2018-11-17 12:00 | 424 | 397
2018-11-17 12:30 | 454 | 431
2018-11-17 13:00 | 478 | 456
2018-11-17 13:30 | 443 | 418
2018-11-17 14:00 | 454 | 431
2018-11-17 14:30 | 451 | 427
2018-11-17 15:00 | 510 | 491
2018-11-17 15:30 | 559 | 543
2018-11-17 16:00 | 542 | 526
2018-11-17 16:30 | 486 | 466
2018-11-17 17:00 | 497 | 479
2018-11-17 17:30 | 460 | 439
2018-11-17 18:00 | 434 | 411
2018-11-17 18:30 | 412 | 388
2018-11-17 19:00 | 408 | 385
2018-11-17 19:30 | 396 | 373
2018-11-17 20:00 | 401 | 378
2018-11-17 20:30 | 398 | 375
2018-11-17 21:00 | 393 | 369
2018-11-17 21:30 | 383 | 357
2018-11-17 22:00 | 385 | 358
2018-11-17 22:30 | 378 | 348
2018-11-17 23:00 | 365 | 332
2018-11-17 23:30 | 357 | 323
2018-11-18 | 348 | 311
2018-11-18 00:30 | 312 | 268
2018-11-18 01:00 | 287 | 236
2018-11-18 01:30 | 261 | 202
2018-11-18 02:00 | 256 | 195
2018-11-18 02:30 | 264 | 204
2018-11-18 03:00 | 274 | 216
2018-11-18 03:30 | 263 | 202
2018-11-18 04:00 | 265 | 204
2018-11-18 04:30 | 266 | 202
2018-11-18 05:00 | 254 | 188
2018-11-18 05:30 | 250 | 180
2018-11-18 06:00 | 258 | 192
2018-11-18 06:30 | 285 | 227
2018-11-18 07:00 | 306 | 253
2018-11-18 07:30 | 317 | 271
2018-11-18 08:00 | 307 | 259
2018-11-18 08:30 | 307 | 259
2018-11-18 09:00 | 305 | 258
2018-11-18 09:30 | 350 | 311
2018-11-18 10:00 | 379 | 345
2018-11-18 10:30 | 418 | 387
2018-11-18 11:00 | 438 | 409
2018-11-18 11:30 | 449 | 421
2018-11-18 12:00 | 465 | 439
2018-11-18 12:30 | 439 | 410
2018-11-18 13:00 | 485 | 461
2018-11-18 13:30 | 468 | 442
2018-11-18 14:00 | 401 | 368
2018-11-18 14:30 | 417 | 386
2018-11-18 15:00 | 436 | 407
2018-11-18 15:30 | 472 | 447
2018-11-18 16:00 | 450 | 424
2018-11-18 16:30 | 419 | 390
2018-11-18 17:00 | 438 | 411
2018-11-18 17:30 | 441 | 414
2018-11-18 18:00 | 418 | 389
2018-11-18 18:30 | 388 | 359
2018-11-18 19:00 | 377 | 348
2018-11-18 19:30 | 373 | 344
2018-11-18 20:00 | 384 | 355
2018-11-18 20:30 | 386 | 357
2018-11-18 21:00 | 360 | 328
2018-11-18 21:30 | 347 | 314
2018-11-18 22:00 | 362 | 330
2018-11-18 22:30 | 366 | 334
2018-11-18 23:00 | 376 | 344
2018-11-18 23:30 | 352 | 316
2018-11-19 | 323 | 280
2018-11-19 00:30 | 298 | 249
2018-11-19 01:00 | 284 | 231
2018-11-19 01:30 | 289 | 236
2018-11-19 02:00 | 279 | 224
2018-11-19 02:30 | 269 | 212
2018-11-19 03:00 | 275 | 218
2018-11-19 03:30 | 277 | 221
2018-11-19 04:00 | 280 | 225
2018-11-19 04:30 | 310 | 260
2018-11-19 05:00 | 307 | 257
2018-11-19 05:30 | 323 | 280
2018-11-19 06:00 | 341 | 304
2018-11-19 06:30 | 405 | 377
2018-11-19 07:00 | 464 | 441
2018-11-19 07:30 | 477 | 457
2018-11-19 08:00 | 468 | 449
2018-11-19 08:30 | 473 | 454
2018-11-19 09:00 | 505 | 488
2018-11-19 09:30 | 501 | 484
2018-11-19 10:00 | 516 | 501
2018-11-19 10:30 | 524 | 509
2018-11-19 11:00 | 519 | 503
2018-11-19 11:30 | 479 | 461
2018-11-19 12:00 | 508 | 491
2018-11-19 12:30 | 528 | 513
2018-11-19 13:00 | 539 | 525
2018-11-19 13:30 | 530 | 516
2018-11-19 14:00 | 515 | 500
2018-11-19 14:30 | 500 | 484
2018-11-19 15:00 | 492 | 476
2018-11-19 15:30 | 493 | 477
2018-11-19 16:00 | 497 | 481
2018-11-19 16:30 | 495 | 478
2018-11-19 17:00 | 521 | 507
2018-11-19 17:30 | 519 | 505
2018-11-19 18:00 | 480 | 463
2018-11-19 18:30 | 470 | 453
2018-11-19 19:00 | 460 | 444
2018-11-19 19:30 | 436 | 417
2018-11-19 20:00 | 427 | 407
2018-11-19 20:30 | 425 | 405
2018-11-19 21:00 | 404 | 382
2018-11-19 21:30 | 385 | 362
2018-11-19 22:00 | 387 | 363
2018-11-19 22:30 | 383 | 358
2018-11-19 23:00 | 370 | 345
2018-11-19 23:30 | 367 | 339
2018-11-20 | 344 | 311
2018-11-20 00:30 | 302 | 259
2018-11-20 01:00 | 289 | 241
2018-11-20 01:30 | 271 | 219
2018-11-20 02:00 | 277 | 224
2018-11-20 02:30 | 260 | 203
2018-11-20 03:00 | 283 | 231
2018-11-20 03:30 | 258 | 201
2018-11-20 04:00 | 261 | 205
2018-11-20 04:30 | 273 | 218
2018-11-20 05:00 | 287 | 236
2018-11-20 05:30 | 325 | 282
2018-11-20 06:00 | 381 | 347
2018-11-20 06:30 | 412 | 384
2018-11-20 07:00 | 466 | 437
2018-11-20 07:30 | 498 | 466
2018-11-20 08:00 | 521 | 493
2018-11-20 08:30 | 510 | 481
2018-11-20 09:00 | 481 | 449
2018-11-20 09:30 | 460 | 432
2018-11-20 10:00 | 456 | 435
2018-11-20 10:30 | 422 | 397
2018-11-20 11:00 | 414 | 389
2018-11-20 11:30 | 423 | 398
2018-11-20 12:00 | 438 | 415
2018-11-20 12:30 | 482 | 462
2018-11-20 13:00 | 475 | 454
2018-11-20 13:30 | 485 | 465
2018-11-20 14:00 | 472 | 451
2018-11-20 14:30 | 496 | 477
2018-11-20 15:00 | 506 | 489
2018-11-20 15:30 | 498 | 481
2018-11-20 16:00 | 517 | 501
2018-11-20 16:30 | 525 | 511
2018-11-20 17:00 | 512 | 497
2018-11-20 17:30 | 493 | 477
2018-11-20 18:00 | 456 | 438
2018-11-20 18:30 | 427 | 406
2018-11-20 19:00 | 429 | 409
2018-11-20 19:30 | 384 | 362
2018-11-20 20:00 | 379 | 357
2018-11-20 20:30 | 409 | 389
2018-11-20 21:00 | 404 | 384
2018-11-20 21:30 | 392 | 369
2018-11-20 22:00 | 399 | 375
2018-11-20 22:30 | 385 | 361
2018-11-20 23:00 | 374 | 348
2018-11-20 23:30 | 356 | 328
2018-11-21 | 344 | 310
2018-11-21 00:30 | 286 | 241
2018-11-21 01:00 | 255 | 196
2018-11-21 01:30 | 279 | 225
2018-11-21 02:00 | 272 | 215
2018-11-21 02:30 | 281 | 225
2018-11-21 03:00 | 288 | 234
2018-11-21 03:30 | 291 | 238
2018-11-21 04:00 | 237 | 167
2018-11-21 04:30 | 249 | 184
2018-11-21 05:00 | 276 | 219
2018-11-21 05:30 | 261 | 201
2018-11-21 06:00 | 262 | 208
2018-11-21 06:30 | 308 | 266
2018-11-21 07:00 | 356 | 325
2018-11-21 07:30 | 411 | 386
2018-11-21 08:00 | 447 | 425
2018-11-21 08:30 | 491 | 472
2018-11-21 09:00 | 500 | 481
2018-11-21 09:30 | 508 | 490
2018-11-21 10:00 | 498 | 480
2018-11-21 10:30 | 496 | 478
2018-11-21 11:00 | 469 | 449
2018-11-21 11:30 | 474 | 454
2018-11-21 12:00 | 462 | 442
2018-11-21 12:30 | 477 | 457
2018-11-21 13:00 | 486 | 467
2018-11-21 13:30 | 511 | 496
2018-11-21 14:00 | 516 | 501
2018-11-21 14:30 | 535 | 521
2018-11-21 15:00 | 552 | 540
2018-11-21 15:30 | 539 | 527
2018-11-21 16:00 | 545 | 533
2018-11-21 16:30 | 544 | 532
2018-11-21 17:00 | 561 | 550
2018-11-21 17:30 | 539 | 527
2018-11-21 18:00 | 496 | 483
2018-11-21 18:30 | 472 | 457
2018-11-21 19:00 | 476 | 462
2018-11-21 19:30 | 446 | 429
2018-11-21 20:00 | 430 | 410
2018-11-21 20:30 | 425 | 405
2018-11-21 21:00 | 401 | 379
2018-11-21 21:30 | 405 | 382
2018-11-21 22:00 | 421 | 397
2018-11-21 22:30 | 407 | 381
2018-11-21 23:00 | 400 | 372
2018-11-21 23:30 | 374 | 343
2018-11-22 | 328 | 289
2018-11-22 00:30 | 290 | 241
2018-11-22 01:00 | 277 | 226
2018-11-22 01:30 | 290 | 242
2018-11-22 02:00 | 287 | 238
2018-11-22 02:30 | 297 | 251
2018-11-22 03:00 | 294 | 246
2018-11-22 03:30 | 296 | 249
2018-11-22 04:00 | 297 | 250
2018-11-22 04:30 | 302 | 256
2018-11-22 05:00 | 295 | 248
2018-11-22 05:30 | 311 | 267
2018-11-22 06:00 | 323 | 282
2018-11-22 06:30 | 344 | 308
2018-11-22 07:00 | 410 | 385
2018-11-22 07:30 | 462 | 442
2018-11-22 08:00 | 468 | 452
2018-11-22 08:30 | 481 | 465
2018-11-22 09:00 | 519 | 506
2018-11-22 09:30 | 494 | 479
2018-11-22 10:00 | 491 | 476
2018-11-22 10:30 | 482 | 465
2018-11-22 11:00 | 482 | 467
2018-11-22 11:30 | 468 | 455
2018-11-22 12:00 | 454 | 440
2018-11-22 12:30 | 459 | 446
2018-11-22 13:00 | 376 | 357
2018-11-22 13:30 | 374 | 355
2018-11-22 14:00 | 373 | 353
2018-11-22 14:30 | 408 | 391
2018-11-22 15:00 | 405 | 388
2018-11-22 15:30 | 390 | 372
2018-11-22 16:00 | 418 | 402
2018-11-22 16:30 | 430 | 411
2018-11-22 17:00 | 436 | 415
2018-11-22 17:30 | 462 | 443
2018-11-22 18:00 | 460 | 441
2018-11-22 18:30 | 437 | 418
2018-11-22 19:00 | 440 | 421
2018-11-22 19:30 | 423 | 403
2018-11-22 20:00 | 393 | 369
2018-11-22 20:30 | 419 | 396
2018-11-22 21:00 | 407 | 383
2018-11-22 21:30 | 408 | 384
2018-11-22 22:00 | 363 | 334
2018-11-22 22:30 | 345 | 308
2018-11-22 23:00 | 316 | 274
2018-11-22 23:30 | 288 | 241
2018-11-23 | 276 | 227
2018-11-23 00:30 | 281 | 232
2018-11-23 01:00 | 252 | 196
2018-11-23 01:30 | 247 | 188
2018-11-23 02:00 | 223 | 156
2018-11-23 02:30 | 208 | 134
2018-11-23 03:00 | 206 | 130
2018-11-23 03:30 | 204 | 127
2018-11-23 04:00 | 218 | 147
2018-11-23 04:30 | 242 | 182
2018-11-23 05:00 | 263 | 209
2018-11-23 05:30 | 289 | 239
2018-11-23 06:00 | 348 | 308
2018-11-23 06:30 | 380 | 346
2018-11-23 07:00 | 404 | 375
2018-11-23 07:30 | 443 | 418
2018-11-23 08:00 | 378 | 347
2018-11-23 08:30 | 381 | 350
2018-11-23 09:00 | 349 | 313
2018-11-23 09:30 | 323 | 285
2018-11-23 10:00 | 345 | 309
2018-11-23 10:30 | 364 | 331
2018-11-23 11:00 | 351 | 316
2018-11-23 11:30 | 352 | 317
2018-11-23 12:00 | 360 | 327
2018-11-23 12:30 | 363 | 330
2018-11-23 13:00 | 378 | 346
2018-11-23 13:30 | 357 | 323
2018-11-23 14:00 | 336 | 300
2018-11-23 14:30 | 371 | 339
2018-11-23 15:00 | 395 | 365
2018-11-23 15:30 | 441 | 416
2018-11-23 16:00 | 458 | 435
2018-11-23 16:30 | 481 | 462
2018-11-23 17:00 | 481 | 462
2018-11-23 17:30 | 474 | 454
2018-11-23 18:00 | 438 | 416
2018-11-23 18:30 | 420 | 397
2018-11-23 19:00 | 426 | 404
2018-11-23 19:30 | 404 | 381
2018-11-23 20:00 | 388 | 364
2018-11-23 20:30 | 395 | 371
2018-11-23 21:00 | 403 | 379
2018-11-23 21:30 | 387 | 364
2018-11-23 22:00 | 363 | 337
2018-11-23 22:30 | 355 | 327
2018-11-23 23:00 | 336 | 302
2018-11-23 23:30 | 324 | 288
2018-11-24 | 282 | 240
2018-11-24 00:30 | 244 | 185
2018-11-24 01:00 | 222 | 153
2018-11-24 01:30 | 220 | 150
2018-11-24 02:00 | 201 | 119
2018-11-24 02:30 | 199 | 114
2018-11-24 03:00 | 194 | 107
2018-11-24 03:30 | 195 | 107
2018-11-24 04:00 | 202 | 117
2018-11-24 04:30 | 205 | 124
2018-11-24 05:00 | 217 | 143
2018-11-24 05:30 | 228 | 149
2018-11-24 06:00 | 235 | 158
2018-11-24 06:30 | 271 | 211
2018-11-24 07:00 | 297 | 247
2018-11-24 07:30 | 328 | 284
2018-11-24 08:00 | 328 | 285
2018-11-24 08:30 | 325 | 282
2018-11-24 09:00 | 293 | 244
2018-11-24 09:30 | 276 | 224
2018-11-24 10:00 | 272 | 219
2018-11-24 10:30 | 287 | 237
2018-11-24 11:00 | 275 | 222
2018-11-24 11:30 | 268 | 213
2018-11-24 12:00 | 264 | 208
2018-11-24 12:30 | 262 | 206
2018-11-24 13:00 | 277 | 224
2018-11-24 13:30 | 285 | 235
2018-11-24 14:00 | 296 | 247
2018-11-24 14:30 | 302 | 255
2018-11-24 15:00 | 319 | 275
2018-11-24 15:30 | 335 | 294
2018-11-24 16:00 | 381 | 347
2018-11-24 16:30 | 436 | 409
2018-11-24 17:00 | 476 | 453
2018-11-24 17:30 | 498 | 469
2018-11-24 18:00 | 471 | 434
2018-11-24 18:30 | 434 | 400
2018-11-24 19:00 | 420 | 399
2018-11-24 19:30 | 403 | 381
2018-11-24 20:00 | 396 | 374
2018-11-24 20:30 | 399 | 377
2018-11-24 21:00 | 410 | 387
2018-11-24 21:30 | 402 | 377
2018-11-24 22:00 | 396 | 367
2018-11-24 22:30 | 373 | 341
2018-11-24 23:00 | 394 | 364
2018-11-24 23:30 | 352 | 316
2018-11-25 | 315 | 271
2018-11-25 00:30 | 302 | 251
2018-11-25 01:00 | 319 | 271
2018-11-25 01:30 | 300 | 247
2018-11-25 02:00 | 286 | 230
2018-11-25 02:30 | 291 | 236
2018-11-25 03:00 | 283 | 224
2018-11-25 03:30 | 291 | 233
2018-11-25 04:00 | 297 | 240
2018-11-25 04:30 | 268 | 204
2018-11-25 05:00 | 215 | 126
2018-11-25 05:30 | 198 | 91
2018-11-25 06:00 | 199 | 94
2018-11-25 06:30 | 215 | 126
2018-11-25 07:00 | 250 | 181
2018-11-25 07:30 | 266 | 202
2018-11-25 08:00 | 277 | 220
2018-11-25 08:30 | 286 | 239
2018-11-25 09:00 | 309 | 266
2018-11-25 09:30 | 335 | 297
2018-11-25 10:00 | 332 | 294
2018-11-25 10:30 | 312 | 270
2018-11-25 11:00 | 341 | 304
2018-11-25 11:30 | 343 | 306
2018-11-25 12:00 | 294 | 248
2018-11-25 12:30 | 267 | 218
2018-11-25 13:00 | 278 | 231
2018-11-25 13:30 | 320 | 280
2018-11-25 14:00 | 349 | 314
2018-11-25 14:30 | 336 | 300
2018-11-25 15:00 | 345 | 310
2018-11-25 15:30 | 350 | 316
2018-11-25 16:00 | 321 | 284
2018-11-25 16:30 | 356 | 323
2018-11-25 17:00 | 362 | 332
2018-11-25 17:30 | 349 | 317
2018-11-25 18:00 | 333 | 300
2018-11-25 18:30 | 343 | 314
2018-11-25 19:00 | 347 | 318
2018-11-25 19:30 | 326 | 295
2018-11-25 20:00 | 353 | 324
2018-11-25 20:30 | 345 | 315
2018-11-25 21:00 | 354 | 325
2018-11-25 21:30 | 352 | 323
2018-11-25 22:00 | 348 | 314
2018-11-25 22:30 | 360 | 328
2018-11-25 23:00 | 366 | 334
2018-11-25 23:30 | 338 | 302
2018-11-26 | 283 | 239
2018-11-26 00:30 | 254 | 204
2018-11-26 01:00 | 280 | 231
2018-11-26 01:30 | 304 | 256
2018-11-26 02:00 | 306 | 259
2018-11-26 02:30 | 271 | 218
2018-11-26 03:00 | 282 | 230
2018-11-26 03:30 | 288 | 238
2018-11-26 04:00 | 291 | 242
2018-11-26 04:30 | 318 | 274
2018-11-26 05:00 | 306 | 260
2018-11-26 05:30 | 348 | 308
2018-11-26 06:00 | 358 | 320
2018-11-26 06:30 | 466 | 440
2018-11-26 07:00 | 526 | 509
2018-11-26 07:30 | 548 | 534
2018-11-26 08:00 | 523 | 506
2018-11-26 08:30 | 542 | 526
2018-11-26 09:00 | 557 | 542
2018-11-26 09:30 | 540 | 525
2018-11-26 10:00 | 529 | 514
2018-11-26 10:30 | 526 | 510
2018-11-26 11:00 | 518 | 502
2018-11-26 11:30 | 539 | 516
2018-11-26 12:00 | 551 | 525
2018-11-26 12:30 | 534 | 507
2018-11-26 13:00 | 565 | 541
2018-11-26 13:30 | 577 | 554
2018-11-26 14:00 | 561 | 536
2018-11-26 14:30 | 562 | 537
2018-11-26 15:00 | 554 | 529
2018-11-26 15:30 | 552 | 526
2018-11-26 16:00 | 566 | 542
2018-11-26 16:30 | 608 | 588
2018-11-26 17:00 | 609 | 590
2018-11-26 17:30 | 559 | 535
2018-11-26 18:00 | 530 | 503
2018-11-26 18:30 | 512 | 484
2018-11-26 19:00 | 526 | 500
2018-11-26 19:30 | 508 | 480
2018-11-26 20:00 | 527 | 500
2018-11-26 20:30 | 513 | 484
2018-11-26 21:00 | 491 | 469
2018-11-26 21:30 | 485 | 469
2018-11-26 22:00 | 471 | 454
2018-11-26 22:30 | 473 | 454
2018-11-26 23:00 | 480 | 461
2018-11-26 23:30 | 443 | 421
2018-11-27 | 402 | 377
2018-11-27 00:30 | 385 | 358
2018-11-27 01:00 | 393 | 367
2018-11-27 01:30 | 388 | 361
2018-11-27 02:00 | 385 | 358
2018-11-27 02:30 | 412 | 387
2018-11-27 03:00 | 431 | 407
2018-11-27 03:30 | 429 | 405
2018-11-27 04:00 | 423 | 399
2018-11-27 04:30 | 439 | 416
2018-11-27 05:00 | 412 | 387
2018-11-27 05:30 | 419 | 395
2018-11-27 06:00 | 403 | 377
2018-11-27 06:30 | 496 | 478
2018-11-27 07:00 | 559 | 546
2018-11-27 07:30 | 591 | 580
2018-11-27 08:00 | 624 | 607
2018-11-27 08:30 | 656 | 639
2018-11-27 09:00 | 644 | 627
2018-11-27 09:30 | 649 | 632
2018-11-27 10:00 | 651 | 635
2018-11-27 10:30 | 624 | 605
2018-11-27 11:00 | 623 | 604
2018-11-27 11:30 | 614 | 595
2018-11-27 12:00 | 616 | 597
2018-11-27 12:30 | 595 | 574
2018-11-27 13:00 | 606 | 586
2018-11-27 13:30 | 604 | 583
2018-11-27 14:00 | 585 | 563
2018-11-27 14:30 | 564 | 540
2018-11-27 15:00 | 575 | 554
2018-11-27 15:30 | 575 | 553
2018-11-27 16:00 | 587 | 566
2018-11-27 16:30 | 574 | 551
2018-11-27 17:00 | 570 | 547
2018-11-27 17:30 | 566 | 543
2018-11-27 18:00 | 537 | 512
2018-11-27 18:30 | 522 | 497
2018-11-27 19:00 | 519 | 496
2018-11-27 19:30 | 517 | 494
2018-11-27 20:00 | 509 | 494
2018-11-27 20:30 | 515 | 504
2018-11-27 21:00 | 499 | 486
2018-11-27 21:30 | 481 | 467
2018-11-27 22:00 | 497 | 483
2018-11-27 22:30 | 504 | 490
2018-11-27 23:00 | 457 | 440
2018-11-27 23:30 | 440 | 419
2018-11-28 | 428 | 405
2018-11-28 00:30 | 394 | 368
2018-11-28 01:00 | 356 | 326
2018-11-28 01:30 | 341 | 309
2018-11-28 02:00 | 349 | 317
2018-11-28 02:30 | 391 | 363
2018-11-28 03:00 | 394 | 366
2018-11-28 03:30 | 406 | 379
2018-11-28 04:00 | 413 | 388
2018-11-28 04:30 | 439 | 415
2018-11-28 05:00 | 412 | 386
2018-11-28 05:30 | 446 | 423
2018-11-28 06:00 | 495 | 476
2018-11-28 06:30 | 542 | 527
2018-11-28 07:00 | 622 | 611
2018-11-28 07:30 | 651 | 642
2018-11-28 08:00 | 687 | 673
2018-11-28 08:30 | 700 | 687
2018-11-28 09:00 | 698 | 684
2018-11-28 09:30 | 689 | 675
2018-11-28 10:00 | 669 | 653
2018-11-28 10:30 | 639 | 621
2018-11-28 11:00 | 611 | 590
2018-11-28 11:30 | 599 | 577
2018-11-28 12:00 | 610 | 590
2018-11-28 12:30 | 642 | 624
2018-11-28 13:00 | 615 | 595
2018-11-28 13:30 | 578 | 555
2018-11-28 14:00 | 582 | 560
2018-11-28 14:30 | 610 | 590
2018-11-28 15:00 | 611 | 591
2018-11-28 15:30 | 624 | 604
2018-11-28 16:00 | 628 | 609
2018-11-28 16:30 | 597 | 576
2018-11-28 17:00 | 584 | 563
2018-11-28 17:30 | 566 | 543
2018-11-28 18:00 | 576 | 555
2018-11-28 18:30 | 501 | 474
2018-11-28 19:00 | 448 | 417
2018-11-28 19:30 | 415 | 384
2018-11-28 20:00 | 411 | 392
2018-11-28 20:30 | 404 | 383
2018-11-28 21:00 | 382 | 359
2018-11-28 21:30 | 368 | 343
2018-11-28 22:00 | 369 | 343
2018-11-28 22:30 | 366 | 338
2018-11-28 23:00 | 350 | 322
2018-11-28 23:30 | 352 | 320
2018-11-29 | 360 | 328
2018-11-29 00:30 | 375 | 345
2018-11-29 01:00 | 371 | 340
2018-11-29 01:30 | 359 | 326
2018-11-29 02:00 | 352 | 319
2018-11-29 02:30 | 367 | 334
2018-11-29 03:00 | 396 | 362
2018-11-29 03:30 | 398 | 364
2018-11-29 04:00 | 374 | 337
2018-11-29 04:30 | 389 | 354
2018-11-29 05:00 | 416 | 385
2018-11-29 05:30 | 431 | 401
2018-11-29 06:00 | 480 | 457
2018-11-29 06:30 | 470 | 450
2018-11-29 07:00 | 468 | 448
2018-11-29 07:30 | 495 | 476
2018-11-29 08:00 | 514 | 497
2018-11-29 08:30 | 563 | 549
2018-11-29 09:00 | 559 | 545
2018-11-29 09:30 | 581 | 569
2018-11-29 10:00 | 590 | 578
2018-11-29 10:30 | 595 | 583
2018-11-29 11:00 | 604 | 588
2018-11-29 11:30 | 598 | 575
2018-11-29 12:00 | 603 | 581
2018-11-29 12:30 | 616 | 595
2018-11-29 13:00 | 632 | 613
2018-11-29 13:30 | 600 | 578
2018-11-29 14:00 | 603 | 581
2018-11-29 14:30 | 608 | 587
2018-11-29 15:00 | 601 | 580
2018-11-29 15:30 | 586 | 564
2018-11-29 16:00 | 578 | 555
2018-11-29 16:30 | 582 | 560
2018-11-29 17:00 | 566 | 543
2018-11-29 17:30 | 529 | 503
2018-11-29 18:00 | 501 | 472
2018-11-29 18:30 | 484 | 453
2018-11-29 19:00 | 478 | 447
2018-11-29 19:30 | 477 | 446
2018-11-29 20:00 | 483 | 452
2018-11-29 20:30 | 489 | 458
2018-11-29 21:00 | 471 | 442
2018-11-29 21:30 | 453 | 433
2018-11-29 22:00 | 429 | 407
2018-11-29 22:30 | 423 | 399
2018-11-29 23:00 | 414 | 389
2018-11-29 23:30 | 413 | 388
2018-11-30 | 402 | 375
2018-11-30 00:30 | 337 | 303
2018-11-30 01:00 | 328 | 293
2018-11-30 01:30 | 339 | 305
2018-11-30 02:00 | 328 | 293
2018-11-30 02:30 | 316 | 279
2018-11-30 03:00 | 318 | 282
2018-11-30 03:30 | 325 | 289
2018-11-30 04:00 | 333 | 298
2018-11-30 04:30 | 345 | 311
2018-11-30 05:00 | 339 | 305
2018-11-30 05:30 | 321 | 285
2018-11-30 06:00 | 373 | 344
2018-11-30 06:30 | 440 | 417
2018-11-30 07:00 | 468 | 448
2018-11-30 07:30 | 483 | 464
2018-11-30 08:00 | 528 | 507
2018-11-30 08:30 | 567 | 542
2018-11-30 09:00 | 539 | 511
2018-11-30 09:30 | 515 | 485
2018-11-30 10:00 | 522 | 492
2018-11-30 10:30 | 532 | 503
2018-11-30 11:00 | 498 | 466
2018-11-30 11:30 | 498 | 466
2018-11-30 12:00 | 512 | 482
2018-11-30 12:30 | 503 | 473
2018-11-30 13:00 | 465 | 430
2018-11-30 13:30 | 453 | 417
2018-11-30 14:00 | 453 | 416
2018-11-30 14:30 | 447 | 410
2018-11-30 15:00 | 462 | 427
2018-11-30 15:30 | 496 | 464
2018-11-30 16:00 | 517 | 488
2018-11-30 16:30 | 504 | 473
2018-11-30 17:00 | 502 | 470
2018-11-30 17:30 | 464 | 428
2018-11-30 18:00 | 431 | 390
2018-11-30 18:30 | 400 | 354
2018-11-30 19:00 | 384 | 359
2018-11-30 19:30 | 371 | 345
2018-11-30 20:00 | 370 | 342
2018-11-30 20:30 | 354 | 325
2018-11-30 21:00 | 351 | 322
2018-11-30 21:30 | 352 | 323
2018-11-30 22:00 | 359 | 330
2018-11-30 22:30 | 349 | 319
2018-11-30 23:00 | 354 | 324
2018-11-30 23:30 | 358 | 328
2018-12-01 | 340 | 307
2018-12-01 00:30 | 329 | 293
2018-12-01 01:00 | 337 | 303
2018-12-01 01:30 | 314 | 277
2018-12-01 02:00 | 300 | 261
2018-12-01 02:30 | 295 | 255
2018-12-01 03:00 | 297 | 257
2018-12-01 03:30 | 305 | 267
2018-12-01 04:00 | 311 | 274
2018-12-01 04:30 | 338 | 304
2018-12-01 05:00 | 315 | 278
2018-12-01 05:30 | 312 | 275
2018-12-01 06:00 | 309 | 272
2018-12-01 06:30 | 347 | 314
2018-12-01 07:00 | 353 | 321
2018-12-01 07:30 | 365 | 335
2018-12-01 08:00 | 343 | 312
2018-12-01 08:30 | 346 | 315
2018-12-01 09:00 | 322 | 288
2018-12-01 09:30 | 335 | 302
2018-12-01 10:00 | 321 | 287
2018-12-01 10:30 | 318 | 284
2018-12-01 11:00 | 303 | 266
2018-12-01 11:30 | 310 | 274
2018-12-01 12:00 | 329 | 296
2018-12-01 12:30 | 326 | 293
2018-12-01 13:00 | 341 | 310
2018-12-01 13:30 | 397 | 371
2018-12-01 14:00 | 427 | 403
2018-12-01 14:30 | 474 | 455
2018-12-01 15:00 | 492 | 475
2018-12-01 15:30 | 497 | 481
2018-12-01 16:00 | 511 | 496
2018-12-01 16:30 | 498 | 482
2018-12-01 17:00 | 480 | 463
2018-12-01 17:30 | 459 | 440
2018-12-01 18:00 | 445 | 426
2018-12-01 18:30 | 407 | 385
2018-12-01 19:00 | 367 | 342
2018-12-01 19:30 | 381 | 357
2018-12-01 20:00 | 327 | 297
2018-12-01 20:30 | 365 | 338
2018-12-01 21:00 | 390 | 364
2018-12-01 21:30 | 404 | 380
2018-12-01 22:00 | 376 | 350
2018-12-01 22:30 | 370 | 341
2018-12-01 23:00 | 371 | 341
2018-12-01 23:30 | 368 | 338
2018-12-02 | 368 | 337
2018-12-02 00:30 | 365 | 334
2018-12-02 01:00 | 335 | 301
2018-12-02 01:30 | 335 | 301
2018-12-02 02:00 | 328 | 292
2018-12-02 02:30 | 332 | 297
2018-12-02 03:00 | 336 | 301
2018-12-02 03:30 | 345 | 311
2018-12-02 04:00 | 351 | 318
2018-12-02 04:30 | 340 | 306
2018-12-02 05:00 | 344 | 309
2018-12-02 05:30 | 304 | 261
2018-12-02 06:00 | 312 | 271
2018-12-02 06:30 | 313 | 272
2018-12-02 07:00 | 335 | 297
2018-12-02 07:30 | 357 | 322
2018-12-02 08:00 | 376 | 344
2018-12-02 08:30 | 404 | 375
2018-12-02 09:00 | 442 | 416
2018-12-02 09:30 | 456 | 423
2018-12-02 10:00 | 455 | 412
2018-12-02 10:30 | 460 | 419
2018-12-02 11:00 | 452 | 411
2018-12-02 11:30 | 469 | 431
2018-12-02 12:00 | 481 | 445
2018-12-02 12:30 | 508 | 476
2018-12-02 13:00 | 556 | 529
2018-12-02 13:30 | 624 | 602
2018-12-02 14:00 | 622 | 603
2018-12-02 14:30 | 607 | 587
2018-12-02 15:00 | 620 | 602
2018-12-02 15:30 | 639 | 623
2018-12-02 16:00 | 654 | 638
2018-12-02 16:30 | 672 | 657
2018-12-02 17:00 | 654 | 639
2018-12-02 17:30 | 607 | 590
2018-12-02 18:00 | 584 | 565
2018-12-02 18:30 | 573 | 553
2018-12-02 19:00 | 579 | 560
2018-12-02 19:30 | 566 | 547
2018-12-02 20:00 | 562 | 542
2018-12-02 20:30 | 558 | 536
2018-12-02 21:00 | 517 | 502
2018-12-02 21:30 | 449 | 433
2018-12-02 22:00 | 420 | 401
2018-12-02 22:30 | 397 | 376
2018-12-02 23:00 | 384 | 358
2018-12-02 23:30 | 377 | 350
2018-12-03 | 354 | 325
2018-12-03 00:30 | 325 | 289
2018-12-03 01:00 | 306 | 265
2018-12-03 01:30 | 317 | 279
2018-12-03 02:00 | 322 | 284
2018-12-03 02:30 | 298 | 256
2018-12-03 03:00 | 280 | 235
2018-12-03 03:30 | 281 | 236
2018-12-03 04:00 | 274 | 228
2018-12-03 04:30 | 295 | 253
2018-12-03 05:00 | 305 | 265
2018-12-03 05:30 | 368 | 336
2018-12-03 06:00 | 396 | 368
2018-12-03 06:30 | 454 | 431
2018-12-03 07:00 | 490 | 472
2018-12-03 07:30 | 515 | 499
2018-12-03 08:00 | 513 | 497
2018-12-03 08:30 | 519 | 505
2018-12-03 09:00 | 531 | 518
2018-12-03 09:30 | 530 | 517
2018-12-03 10:00 | 540 | 527
2018-12-03 10:30 | 551 | 531
2018-12-03 11:00 | 541 | 517
2018-12-03 11:30 | 540 | 515
2018-12-03 12:00 | 550 | 526
2018-12-03 12:30 | 541 | 516
2018-12-03 13:00 | 546 | 522
2018-12-03 13:30 | 583 | 562
2018-12-03 14:00 | 572 | 550
2018-12-03 14:30 | 563 | 541
2018-12-03 15:00 | 609 | 591
2018-12-03 15:30 | 600 | 582
2018-12-03 16:00 | 593 | 573
2018-12-03 16:30 | 562 | 540
2018-12-03 17:00 | 502 | 475
2018-12-03 17:30 | 480 | 450
2018-12-03 18:00 | 465 | 436
2018-12-03 18:30 | 465 | 436
2018-12-03 19:00 | 443 | 412
2018-12-03 19:30 | 440 | 408
2018-12-03 20:00 | 437 | 414
2018-12-03 20:30 | 443 | 427
2018-12-03 21:00 | 423 | 406
2018-12-03 21:30 | 412 | 394
2018-12-03 22:00 | 391 | 369
2018-12-03 22:30 | 393 | 367
2018-12-03 23:00 | 396 | 369
2018-12-03 23:30 | 439 | 413
2018-12-04 | 421 | 393
2018-12-04 00:30 | 406 | 376
2018-12-04 01:00 | 365 | 331
2018-12-04 01:30 | 334 | 295
2018-12-04 02:00 | 317 | 275
2018-12-04 02:30 | 306 | 262
2018-12-04 03:00 | 290 | 243
2018-12-04 03:30 | 317 | 275
2018-12-04 04:00 | 338 | 298
2018-12-04 04:30 | 337 | 297
2018-12-04 05:00 | 390 | 357
2018-12-04 05:30 | 410 | 378
2018-12-04 06:00 | 449 | 423
2018-12-04 06:30 | 468 | 446
2018-12-04 07:00 | 551 | 528
2018-12-04 07:30 | 592 | 568
2018-12-04 08:00 | 592 | 569
2018-12-04 08:30 | 619 | 598
2018-12-04 09:00 | 620 | 600
2018-12-04 09:30 | 626 | 607
2018-12-04 10:00 | 641 | 623
2018-12-04 10:30 | 622 | 603
2018-12-04 11:00 | 603 | 583
2018-12-04 11:30 | 614 | 595
2018-12-04 12:00 | 614 | 595
2018-12-04 12:30 | 630 | 612
2018-12-04 13:00 | 636 | 619
2018-12-04 13:30 | 614 | 596
2018-12-04 14:00 | 615 | 597
2018-12-04 14:30 | 619 | 601
2018-12-04 15:00 | 633 | 615
2018-12-04 15:30 | 608 | 588
2018-12-04 16:00 | 573 | 550
2018-12-04 16:30 | 572 | 549
2018-12-04 17:00 | 578 | 555
2018-12-04 17:30 | 534 | 507
2018-12-04 18:00 | 545 | 520
2018-12-04 18:30 | 518 | 492
2018-12-04 19:00 | 501 | 482
2018-12-04 19:30 | 483 | 467
2018-12-04 20:00 | 464 | 447
2018-12-04 20:30 | 453 | 434
2018-12-04 21:00 | 445 | 426
2018-12-04 21:30 | 456 | 436
2018-12-04 22:00 | 430 | 408
2018-12-04 22:30 | 428 | 405
2018-12-04 23:00 | 436 | 413
2018-12-04 23:30 | 426 | 403
2018-12-05 | 404 | 380
2018-12-05 00:30 | 363 | 333
2018-12-05 01:00 | 333 | 298
2018-12-05 01:30 | 295 | 253
2018-12-05 02:00 | 282 | 238
2018-12-05 02:30 | 270 | 218
2018-12-05 03:00 | 266 | 210
2018-12-05 03:30 | 274 | 219
2018-12-05 04:00 | 280 | 227
2018-12-05 04:30 | 334 | 291
2018-12-05 05:00 | 329 | 285
2018-12-05 05:30 | 413 | 380
2018-12-05 06:00 | 452 | 425
2018-12-05 06:30 | 516 | 496
2018-12-05 07:00 | 569 | 553
2018-12-05 07:30 | 563 | 549
2018-12-05 08:00 | 539 | 524
2018-12-05 08:30 | 574 | 562
2018-12-05 09:00 | 554 | 542
2018-12-05 09:30 | 573 | 561
2018-12-05 10:00 | 615 | 597
2018-12-05 10:30 | 625 | 607
2018-12-05 11:00 | 637 | 619
2018-12-05 11:30 | 611 | 591
2018-12-05 12:00 | 597 | 576
2018-12-05 12:30 | 589 | 567
2018-12-05 13:00 | 582 | 560
2018-12-05 13:30 | 555 | 531
2018-12-05 14:00 | 564 | 541
2018-12-05 14:30 | 553 | 529
2018-12-05 15:00 | 537 | 511
2018-12-05 15:30 | 497 | 466
2018-12-05 16:00 | 517 | 489
2018-12-05 16:30 | 536 | 508
2018-12-05 17:00 | 567 | 543
2018-12-05 17:30 | 557 | 532
2018-12-05 18:00 | 507 | 490
2018-12-05 18:30 | 485 | 468
2018-12-05 19:00 | 481 | 463
2018-12-05 19:30 | 479 | 460
2018-12-05 20:00 | 483 | 465
2018-12-05 20:30 | 462 | 443
2018-12-05 21:00 | 467 | 447
2018-12-05 21:30 | 461 | 440
2018-12-05 22:00 | 471 | 449
2018-12-05 22:30 | 462 | 440
2018-12-05 23:00 | 459 | 437
2018-12-05 23:30 | 477 | 455
2018-12-06 | 469 | 445
2018-12-06 00:30 | 409 | 380
2018-12-06 01:00 | 374 | 339
2018-12-06 01:30 | 354 | 317
2018-12-06 02:00 | 322 | 280
2018-12-06 02:30 | 302 | 257
2018-12-06 03:00 | 271 | 219
2018-12-06 03:30 | 267 | 213
2018-12-06 04:00 | 260 | 205
2018-12-06 04:30 | 273 | 221
2018-12-06 05:00 | 276 | 225
2018-12-06 05:30 | 323 | 281
2018-12-06 06:00 | 318 | 276
2018-12-06 06:30 | 364 | 329
2018-12-06 07:00 | 359 | 325
2018-12-06 07:30 | 389 | 358
2018-12-06 08:00 | 374 | 342
2018-12-06 08:30 | 386 | 357
2018-12-06 09:00 | 393 | 365
2018-12-06 09:30 | 433 | 409
2018-12-06 10:00 | 465 | 443
2018-12-06 10:30 | 499 | 480
2018-12-06 11:00 | 492 | 472
2018-12-06 11:30 | 475 | 454
2018-12-06 12:00 | 473 | 450
2018-12-06 12:30 | 465 | 441
2018-12-06 13:00 | 483 | 461
2018-12-06 13:30 | 499 | 479
2018-12-06 14:00 | 455 | 432
2018-12-06 14:30 | 421 | 395
2018-12-06 15:00 | 399 | 371
2018-12-06 15:30 | 411 | 384
2018-12-06 16:00 | 435 | 409
2018-12-06 16:30 | 464 | 442
2018-12-06 17:00 | 491 | 470
2018-12-06 17:30 | 510 | 491
2018-12-06 18:00 | 531 | 513
2018-12-06 18:30 | 540 | 523
2018-12-06 19:00 | 524 | 507
2018-12-06 19:30 | 475 | 454
2018-12-06 20:00 | 453 | 430
2018-12-06 20:30 | 437 | 411
2018-12-06 21:00 | 414 | 386
2018-12-06 21:30 | 430 | 404
2018-12-06 22:00 | 415 | 387
2018-12-06 22:30 | 395 | 366
2018-12-06 23:00 | 386 | 356
2018-12-06 23:30 | 355 | 320
2018-12-07 | 311 | 268
2018-12-07 00:30 | 318 | 276
2018-12-07 01:00 | 326 | 284
2018-12-07 01:30 | 332 | 290
2018-12-07 02:00 | 274 | 220
2018-12-07 02:30 | 254 | 196
2018-12-07 03:00 | 246 | 184
2018-12-07 03:30 | 234 | 168
2018-12-07 04:00 | 235 | 169
2018-12-07 04:30 | 231 | 164
2018-12-07 05:00 | 229 | 162
2018-12-07 05:30 | 304 | 257
2018-12-07 06:00 | 347 | 308
2018-12-07 06:30 | 448 | 424
2018-12-07 07:00 | 486 | 465
2018-12-07 07:30 | 505 | 487
2018-12-07 08:00 | 516 | 499
2018-12-07 08:30 | 523 | 506
2018-12-07 09:00 | 525 | 508
2018-12-07 09:30 | 543 | 527
2018-12-07 10:00 | 533 | 516
2018-12-07 10:30 | 548 | 532
2018-12-07 11:00 | 629 | 618
2018-12-07 11:30 | 631 | 620
2018-12-07 12:00 | 633 | 612
2018-12-07 12:30 | 638 | 617
2018-12-07 13:00 | 644 | 623
2018-12-07 13:30 | 603 | 578
2018-12-07 14:00 | 590 | 564
2018-12-07 14:30 | 611 | 587
2018-12-07 15:00 | 584 | 559
2018-12-07 15:30 | 578 | 552
2018-12-07 16:00 | 544 | 514
2018-12-07 16:30 | 587 | 562
2018-12-07 17:00 | 575 | 555
2018-12-07 17:30 | 572 | 557
2018-12-07 18:00 | 587 | 573
2018-12-07 18:30 | 581 | 566
2018-12-07 19:00 | 582 | 568
2018-12-07 19:30 | 587 | 574
2018-12-07 20:00 | 562 | 547
2018-12-07 20:30 | 503 | 484
2018-12-07 21:00 | 458 | 436
2018-12-07 21:30 | 462 | 440
2018-12-07 22:00 | 438 | 413
2018-12-07 22:30 | 467 | 443
2018-12-07 23:00 | 422 | 396
2018-12-07 23:30 | 392 | 360
2018-12-08 | 347 | 308
2018-12-08 00:30 | 318 | 273
2018-12-08 01:00 | 335 | 292
2018-12-08 01:30 | 331 | 287
2018-12-08 02:00 | 314 | 266
2018-12-08 02:30 | 297 | 247
2018-12-08 03:00 | 309 | 258
2018-12-08 03:30 | 303 | 251
2018-12-08 04:00 | 289 | 234
2018-12-08 04:30 | 285 | 229
2018-12-08 05:00 | 272 | 212
2018-12-08 05:30 | 297 | 243
2018-12-08 06:00 | 280 | 226
2018-12-08 06:30 | 318 | 276
2018-12-08 07:00 | 334 | 297
2018-12-08 07:30 | 375 | 345
2018-12-08 08:00 | 409 | 384
2018-12-08 08:30 | 435 | 412
2018-12-08 09:00 | 439 | 416
2018-12-08 09:30 | 435 | 412
2018-12-08 10:00 | 457 | 437
2018-12-08 10:30 | 454 | 434
2018-12-08 11:00 | 489 | 471
2018-12-08 11:30 | 483 | 464
2018-12-08 12:00 | 483 | 465
2018-12-08 12:30 | 488 | 471
2018-12-08 13:00 | 486 | 467
2018-12-08 13:30 | 473 | 454
2018-12-08 14:00 | 430 | 407
2018-12-08 14:30 | 423 | 400
2018-12-08 15:00 | 416 | 393
2018-12-08 15:30 | 407 | 382
2018-12-08 16:00 | 412 | 387
2018-12-08 16:30 | 439 | 417
2018-12-08 17:00 | 482 | 463
2018-12-08 17:30 | 491 | 473
2018-12-08 18:00 | 504 | 487
2018-12-08 18:30 | 490 | 473
2018-12-08 19:00 | 482 | 465
2018-12-08 19:30 | 463 | 444
2018-12-08 20:00 | 447 | 428
2018-12-08 20:30 | 427 | 403
2018-12-08 21:00 | 431 | 406
2018-12-08 21:30 | 439 | 416
2018-12-08 22:00 | 393 | 364
2018-12-08 22:30 | 344 | 310
2018-12-08 23:00 | 338 | 299
2018-12-08 23:30 | 337 | 295
2018-12-09 | 283 | 231
2018-12-09 00:30 | 254 | 194
2018-12-09 01:00 | 275 | 219
2018-12-09 01:30 | 268 | 209
2018-12-09 02:00 | 222 | 143
2018-12-09 02:30 | 236 | 163
2018-12-09 03:00 | 242 | 171
2018-12-09 03:30 | 235 | 162
2018-12-09 04:00 | 241 | 170
2018-12-09 04:30 | 243 | 172
2018-12-09 05:00 | 231 | 154
2018-12-09 05:30 | 212 | 122
2018-12-09 06:00 | 231 | 153
2018-12-09 06:30 | 245 | 176
2018-12-09 07:00 | 248 | 186
2018-12-09 07:30 | 265 | 209
2018-12-09 08:00 | 307 | 261
2018-12-09 08:30 | 350 | 312
2018-12-09 09:00 | 342 | 306
2018-12-09 09:30 | 338 | 303
2018-12-09 10:00 | 360 | 329
2018-12-09 10:30 | 333 | 299
2018-12-09 11:00 | 315 | 277
2018-12-09 11:30 | 293 | 253
2018-12-09 12:00 | 318 | 281
2018-12-09 12:30 | 336 | 301
2018-12-09 13:00 | 369 | 338
2018-12-09 13:30 | 387 | 359
2018-12-09 14:00 | 398 | 370
2018-12-09 14:30 | 394 | 366
2018-12-09 15:00 | 415 | 390
2018-12-09 15:30 | 428 | 404
2018-12-09 16:00 | 416 | 391
2018-12-09 16:30 | 464 | 443
2018-12-09 17:00 | 549 | 534
2018-12-09 17:30 | 536 | 519
2018-12-09 18:00 | 505 | 487
2018-12-09 18:30 | 507 | 489
2018-12-09 19:00 | 515 | 498
2018-12-09 19:30 | 523 | 506
2018-12-09 20:00 | 527 | 511
2018-12-09 20:30 | 497 | 478
2018-12-09 21:00 | 488 | 469
2018-12-09 21:30 | 490 | 470
2018-12-09 22:00 | 468 | 448
2018-12-09 22:30 | 445 | 422
2018-12-09 23:00 | 405 | 379
2018-12-09 23:30 | 381 | 352
2018-12-10 | 365 | 333
2018-12-10 00:30 | 354 | 319
2018-12-10 01:00 | 360 | 326
2018-12-10 01:30 | 358 | 321
2018-12-10 02:00 | 325 | 281
2018-12-10 02:30 | 285 | 233
2018-12-10 03:00 | 267 | 211
2018-12-10 03:30 | 262 | 205
2018-12-10 04:00 | 264 | 208
2018-12-10 04:30 | 287 | 236
2018-12-10 05:00 | 302 | 255
2018-12-10 05:30 | 343 | 303
2018-12-10 06:00 | 412 | 382
2018-12-10 06:30 | 461 | 438
2018-12-10 07:00 | 518 | 500
2018-12-10 07:30 | 541 | 526
2018-12-10 08:00 | 550 | 536
2018-12-10 08:30 | 544 | 530
2018-12-10 09:00 | 559 | 546
2018-12-10 09:30 | 575 | 562
2018-12-10 10:00 | 606 | 594
2018-12-10 10:30 | 618 | 607
2018-12-10 11:00 | 663 | 647
2018-12-10 11:30 | 656 | 637
2018-12-10 12:00 | 655 | 636
2018-12-10 12:30 | 640 | 619
2018-12-10 13:00 | 675 | 658
2018-12-10 13:30 | 656 | 639
2018-12-10 14:00 | 647 | 628
2018-12-10 14:30 | 654 | 635
2018-12-10 15:00 | 677 | 660
2018-12-10 15:30 | 680 | 664
2018-12-10 16:00 | 681 | 665
2018-12-10 16:30 | 655 | 637
2018-12-10 17:00 | 675 | 658
2018-12-10 17:30 | 664 | 646
2018-12-10 18:00 | 654 | 637
2018-12-10 18:30 | 625 | 605
2018-12-10 19:00 | 608 | 587
2018-12-10 19:30 | 607 | 587
2018-12-10 20:00 | 602 | 581
2018-12-10 20:30 | 596 | 573
2018-12-10 21:00 | 564 | 538
2018-12-10 21:30 | 549 | 521
2018-12-10 22:00 | 498 | 465
2018-12-10 22:30 | 466 | 443
2018-12-10 23:00 | 471 | 451
2018-12-10 23:30 | 451 | 430
2018-12-11 | 427 | 400
2018-12-11 00:30 | 405 | 377
2018-12-11 01:00 | 401 | 372
2018-12-11 01:30 | 359 | 325
2018-12-11 02:00 | 325 | 285
2018-12-11 02:30 | 329 | 289
2018-12-11 03:00 | 334 | 295
2018-12-11 03:30 | 330 | 290
2018-12-11 04:00 | 370 | 335
2018-12-11 04:30 | 413 | 384
2018-12-11 05:00 | 384 | 351
2018-12-11 05:30 | 397 | 365
2018-12-11 06:00 | 441 | 414
2018-12-11 06:30 | 536 | 519
2018-12-11 07:00 | 556 | 541
2018-12-11 07:30 | 548 | 533
2018-12-11 08:00 | 557 | 541
2018-12-11 08:30 | 594 | 570
2018-12-11 09:00 | 594 | 570
2018-12-11 09:30 | 577 | 553
2018-12-11 10:00 | 601 | 580
2018-12-11 10:30 | 606 | 585
2018-12-11 11:00 | 614 | 595
2018-12-11 11:30 | 592 | 571
2018-12-11 12:00 | 583 | 563
2018-12-11 12:30 | 565 | 545
2018-12-11 13:00 | 573 | 555
2018-12-11 13:30 | 570 | 551
2018-12-11 14:00 | 573 | 554
2018-12-11 14:30 | 583 | 566
2018-12-11 15:00 | 585 | 566
2018-12-11 15:30 | 579 | 560
2018-12-11 16:00 | 600 | 583
2018-12-11 16:30 | 689 | 677
2018-12-11 17:00 | 704 | 694
2018-12-11 17:30 | 696 | 686
2018-12-11 18:00 | 663 | 651
2018-12-11 18:30 | 622 | 607
2018-12-11 19:00 | 609 | 593
2018-12-11 19:30 | 603 | 587
2018-12-11 20:00 | 593 | 577
2018-12-11 20:30 | 580 | 572
2018-12-11 21:00 | 567 | 558
2018-12-11 21:30 | 556 | 546
2018-12-11 22:00 | 550 | 537
2018-12-11 22:30 | 531 | 517
2018-12-11 23:00 | 482 | 465
2018-12-11 23:30 | 426 | 404
2018-12-12 | 403 | 378
2018-12-12 00:30 | 403 | 378
2018-12-12 01:00 | 457 | 437
2018-12-12 01:30 | 462 | 442
2018-12-12 02:00 | 456 | 434
2018-12-12 02:30 | 466 | 446
2018-12-12 03:00 | 453 | 431
2018-12-12 03:30 | 441 | 418
2018-12-12 04:00 | 446 | 423
2018-12-12 04:30 | 423 | 399
2018-12-12 05:00 | 400 | 373
2018-12-12 05:30 | 437 | 413
2018-12-12 06:00 | 458 | 437
2018-12-12 06:30 | 496 | 479
2018-12-12 07:00 | 532 | 517
2018-12-12 07:30 | 551 | 538
2018-12-12 08:00 | 551 | 539
2018-12-12 08:30 | 556 | 545
2018-12-12 09:00 | 559 | 541
2018-12-12 09:30 | 580 | 560
2018-12-12 10:00 | 605 | 586
2018-12-12 10:30 | 642 | 626
2018-12-12 11:00 | 644 | 628
2018-12-12 11:30 | 645 | 628
2018-12-12 12:00 | 660 | 644
2018-12-12 12:30 | 656 | 641
2018-12-12 13:00 | 658 | 643
2018-12-12 13:30 | 656 | 641
2018-12-12 14:00 | 687 | 674
2018-12-12 14:30 | 678 | 664
2018-12-12 15:00 | 689 | 676
2018-12-12 15:30 | 692 | 679
2018-12-12 16:00 | 676 | 663
2018-12-12 16:30 | 653 | 637
2018-12-12 17:00 | 675 | 662
2018-12-12 17:30 | 651 | 636
2018-12-12 18:00 | 667 | 653
2018-12-12 18:30 | 631 | 615
2018-12-12 19:00 | 615 | 599
2018-12-12 19:30 | 615 | 598
2018-12-12 20:00 | 611 | 594
2018-12-12 20:30 | 563 | 544
2018-12-12 21:00 | 544 | 532
2018-12-12 21:30 | 541 | 529
2018-12-12 22:00 | 523 | 509
2018-12-12 22:30 | 525 | 511
2018-12-12 23:00 | 479 | 463
2018-12-12 23:30 | 412 | 391
2018-12-13 | 387 | 363
2018-12-13 00:30 | 399 | 374
2018-12-13 01:00 | 458 | 436
2018-12-13 01:30 | 433 | 410
2018-12-13 02:00 | 402 | 375
2018-12-13 02:30 | 414 | 389
2018-12-13 03:00 | 369 | 339
2018-12-13 03:30 | 369 | 338
2018-12-13 04:00 | 391 | 361
2018-12-13 04:30 | 406 | 377
2018-12-13 05:00 | 402 | 371
2018-12-13 05:30 | 419 | 391
2018-12-13 06:00 | 468 | 444
2018-12-13 06:30 | 477 | 457
2018-12-13 07:00 | 516 | 499
2018-12-13 07:30 | 551 | 537
2018-12-13 08:00 | 615 | 596
2018-12-13 08:30 | 623 | 603
2018-12-13 09:00 | 622 | 602
2018-12-13 09:30 | 615 | 594
2018-12-13 10:00 | 603 | 581
2018-12-13 10:30 | 639 | 620
2018-12-13 11:00 | 655 | 639
2018-12-13 11:30 | 682 | 668
2018-12-13 12:00 | 662 | 648
2018-12-13 12:30 | 663 | 649
2018-12-13 13:00 | 676 | 663
2018-12-13 13:30 | 700 | 688
2018-12-13 14:00 | 708 | 697
2018-12-13 14:30 | 725 | 715
2018-12-13 15:00 | 715 | 704
2018-12-13 15:30 | 684 | 672
2018-12-13 16:00 | 657 | 643
2018-12-13 16:30 | 648 | 633
2018-12-13 17:00 | 633 | 618
2018-12-13 17:30 | 622 | 606
2018-12-13 18:00 | 641 | 625
2018-12-13 18:30 | 630 | 613
2018-12-13 19:00 | 643 | 628
2018-12-13 19:30 | 649 | 634
2018-12-13 20:00 | 660 | 645
2018-12-13 20:30 | 647 | 631
2018-12-13 21:00 | 605 | 587
2018-12-13 21:30 | 608 | 598
2018-12-13 22:00 | 570 | 558
2018-12-13 22:30 | 538 | 524
2018-12-13 23:00 | 489 | 470
2018-12-13 23:30 | 477 | 455
2018-12-14 | 471 | 450
2018-12-14 00:30 | 426 | 398
2018-12-14 01:00 | 413 | 381
2018-12-14 01:30 | 366 | 327
2018-12-14 02:00 | 339 | 296
2018-12-14 02:30 | 339 | 297
2018-12-14 03:00 | 327 | 283
2018-12-14 03:30 | 317 | 270
2018-12-14 04:00 | 333 | 290
2018-12-14 04:30 | 373 | 336
2018-12-14 05:00 | 390 | 354
2018-12-14 05:30 | 421 | 389
2018-12-14 06:00 | 490 | 469
2018-12-14 06:30 | 581 | 568
2018-12-14 07:00 | 604 | 593
2018-12-14 07:30 | 659 | 643
2018-12-14 08:00 | 708 | 695
2018-12-14 08:30 | 742 | 731
2018-12-14 09:00 | 764 | 756
2018-12-14 09:30 | 726 | 716
2018-12-14 10:00 | 676 | 664
2018-12-14 10:30 | 689 | 677
2018-12-14 11:00 | 689 | 677
2018-12-14 11:30 | 672 | 659
2018-12-14 12:00 | 683 | 672
2018-12-14 12:30 | 720 | 710
2018-12-14 13:00 | 702 | 691
2018-12-14 13:30 | 683 | 670
2018-12-14 14:00 | 693 | 681
2018-12-14 14:30 | 649 | 635
2018-12-14 15:00 | 658 | 646
2018-12-14 15:30 | 651 | 638
2018-12-14 16:00 | 651 | 638
2018-12-14 16:30 | 660 | 647
2018-12-14 17:00 | 661 | 649
2018-12-14 17:30 | 650 | 637
2018-12-14 18:00 | 640 | 626
2018-12-14 18:30 | 626 | 611
2018-12-14 19:00 | 630 | 616
2018-12-14 19:30 | 629 | 615
2018-12-14 20:00 | 637 | 623
2018-12-14 20:30 | 621 | 605
2018-12-14 21:00 | 612 | 595
2018-12-14 21:30 | 608 | 596
2018-12-14 22:00 | 594 | 584
2018-12-14 22:30 | 584 | 573
2018-12-14 23:00 | 567 | 556
2018-12-14 23:30 | 573 | 562
2018-12-15 | 533 | 520
2018-12-15 00:30 | 525 | 509
2018-12-15 01:00 | 507 | 487
2018-12-15 01:30 | 456 | 432
2018-12-15 02:00 | 443 | 418
2018-12-15 02:30 | 458 | 434
2018-12-15 03:00 | 454 | 429
2018-12-15 03:30 | 460 | 436
2018-12-15 04:00 | 471 | 448
2018-12-15 04:30 | 460 | 437
2018-12-15 05:00 | 448 | 423
2018-12-15 05:30 | 449 | 424
2018-12-15 06:00 | 462 | 439
2018-12-15 06:30 | 504 | 484
2018-12-15 07:00 | 559 | 544
2018-12-15 07:30 | 587 | 575
2018-12-15 08:00 | 586 | 573
2018-12-15 08:30 | 615 | 604
2018-12-15 09:00 | 635 | 616
2018-12-15 09:30 | 649 | 631
2018-12-15 10:00 | 644 | 626
2018-12-15 10:30 | 676 | 660
2018-12-15 11:00 | 740 | 729
2018-12-15 11:30 | 703 | 689
2018-12-15 12:00 | 699 | 685
2018-12-15 12:30 | 687 | 673
2018-12-15 13:00 | 690 | 675
2018-12-15 13:30 | 681 | 667
2018-12-15 14:00 | 660 | 645
2018-12-15 14:30 | 670 | 655
2018-12-15 15:00 | 680 | 666
2018-12-15 15:30 | 710 | 697
2018-12-15 16:00 | 705 | 692
2018-12-15 16:30 | 696 | 683
2018-12-15 17:00 | 695 | 681
2018-12-15 17:30 | 673 | 659
2018-12-15 18:00 | 667 | 652
2018-12-15 18:30 | 651 | 635
2018-12-15 19:00 | 656 | 642
2018-12-15 19:30 | 649 | 634
2018-12-15 20:00 | 637 | 620
2018-12-15 20:30 | 645 | 629
2018-12-15 21:00 | 631 | 613
2018-12-15 21:30 | 625 | 608
2018-12-15 22:00 | 621 | 603
2018-12-15 22:30 | 583 | 572
2018-12-15 23:00 | 545 | 531
2018-12-15 23:30 | 539 | 525
2018-12-16 | 516 | 500
2018-12-16 00:30 | 514 | 497
2018-12-16 01:00 | 534 | 519
2018-12-16 01:30 | 503 | 487
2018-12-16 02:00 | 487 | 469
2018-12-16 02:30 | 479 | 460
2018-12-16 03:00 | 461 | 441
2018-12-16 03:30 | 462 | 442
2018-12-16 04:00 | 452 | 431
2018-12-16 04:30 | 434 | 412
2018-12-16 05:00 | 414 | 390
2018-12-16 05:30 | 404 | 378
2018-12-16 06:00 | 422 | 399
2018-12-16 06:30 | 474 | 454
2018-12-16 07:00 | 495 | 477
2018-12-16 07:30 | 549 | 535
2018-12-16 08:00 | 580 | 565
2018-12-16 08:30 | 609 | 589
2018-12-16 09:00 | 615 | 596
2018-12-16 09:30 | 616 | 598
2018-12-16 10:00 | 616 | 598
2018-12-16 10:30 | 644 | 628
2018-12-16 11:00 | 680 | 666
2018-12-16 11:30 | 652 | 636
2018-12-16 12:00 | 668 | 653
2018-12-16 12:30 | 669 | 655
2018-12-16 13:00 | 699 | 686
2018-12-16 13:30 | 709 | 697
2018-12-16 14:00 | 699 | 686
2018-12-16 14:30 | 717 | 705
2018-12-16 15:00 | 746 | 735
2018-12-16 15:30 | 757 | 745
2018-12-16 16:00 | 746 | 734
2018-12-16 16:30 | 714 | 700
2018-12-16 17:00 | 707 | 693
2018-12-16 17:30 | 688 | 676
2018-12-16 18:00 | 694 | 683
2018-12-16 18:30 | 680 | 668
2018-12-16 19:00 | 664 | 652
2018-12-16 19:30 | 654 | 641
2018-12-16 20:00 | 662 | 649
2018-12-16 20:30 | 660 | 647
2018-12-16 21:00 | 642 | 628
2018-12-16 21:30 | 629 | 613
2018-12-16 22:00 | 585 | 566
2018-12-16 22:30 | 540 | 528
2018-12-16 23:00 | 527 | 514
2018-12-16 23:30 | 532 | 519
2018-12-17 | 537 | 524
2018-12-17 00:30 | 539 | 526
2018-12-17 01:00 | 518 | 503
2018-12-17 01:30 | 487 | 470
2018-12-17 02:00 | 469 | 450
2018-12-17 02:30 | 501 | 483
2018-12-17 03:00 | 504 | 486
2018-12-17 03:30 | 500 | 481
2018-12-17 04:00 | 498 | 479
2018-12-17 04:30 | 497 | 478
2018-12-17 05:00 | 467 | 445
2018-12-17 05:30 | 533 | 516
2018-12-17 06:00 | 566 | 552
2018-12-17 06:30 | 608 | 597
2018-12-17 07:00 | 662 | 647
2018-12-17 07:30 | 652 | 636
2018-12-17 08:00 | 690 | 676
2018-12-17 08:30 | 706 | 693
2018-12-17 09:00 | 715 | 703
2018-12-17 09:30 | 724 | 713
2018-12-17 10:00 | 709 | 697
2018-12-17 10:30 | 740 | 729
2018-12-17 11:00 | 790 | 781
2018-12-17 11:30 | 767 | 757
2018-12-17 12:00 | 773 | 764
2018-12-17 12:30 | 776 | 767
2018-12-17 13:00 | 760 | 750
2018-12-17 13:30 | 761 | 751
2018-12-17 14:00 | 769 | 759
2018-12-17 14:30 | 769 | 760
2018-12-17 15:00 | 753 | 743
2018-12-17 15:30 | 732 | 720
2018-12-17 16:00 | 730 | 719
2018-12-17 16:30 | 717 | 712
2018-12-17 17:00 | 697 | 691
2018-12-17 17:30 | 697 | 691
2018-12-17 18:00 | 663 | 656
2018-12-17 18:30 | 620 | 612
2018-12-17 19:00 | 585 | 577
2018-12-17 19:30 | 561 | 551
2018-12-17 20:00 | 553 | 543
2018-12-17 20:30 | 557 | 546
2018-12-17 21:00 | 582 | 573
2018-12-17 21:30 | 580 | 570
2018-12-17 22:00 | 590 | 580
2018-12-17 22:30 | 563 | 552
2018-12-17 23:00 | 545 | 532
2018-12-17 23:30 | 531 | 517
2018-12-18 | 522 | 507
2018-12-18 00:30 | 478 | 457
2018-12-18 01:00 | 473 | 452
2018-12-18 01:30 | 458 | 436
2018-12-18 02:00 | 436 | 412
2018-12-18 02:30 | 429 | 404
2018-12-18 03:00 | 416 | 390
2018-12-18 03:30 | 432 | 407
2018-12-18 04:00 | 442 | 418
2018-12-18 04:30 | 461 | 439
2018-12-18 05:00 | 457 | 434
2018-12-18 05:30 | 528 | 511
2018-12-18 06:00 | 546 | 532
2018-12-18 06:30 | 580 | 568
2018-12-18 07:00 | 631 | 621
2018-12-18 07:30 | 653 | 645
2018-12-18 08:00 | 700 | 688
2018-12-18 08:30 | 716 | 705
2018-12-18 09:00 | 723 | 712
2018-12-18 09:30 | 702 | 690
2018-12-18 10:00 | 742 | 731
2018-12-18 10:30 | 755 | 746
2018-12-18 11:00 | 760 | 751
2018-12-18 11:30 | 740 | 730
2018-12-18 12:00 | 729 | 719
2018-12-18 12:30 | 720 | 708
2018-12-18 13:00 | 728 | 717
2018-12-18 13:30 | 718 | 706
2018-12-18 14:00 | 704 | 692
2018-12-18 14:30 | 710 | 698
2018-12-18 15:00 | 702 | 690
2018-12-18 15:30 | 740 | 730
2018-12-18 16:00 | 732 | 722
2018-12-18 16:30 | 723 | 711
2018-12-18 17:00 | 696 | 683
2018-12-18 17:30 | 690 | 677
2018-12-18 18:00 | 653 | 638
2018-12-18 18:30 | 622 | 605
2018-12-18 19:00 | 608 | 591
2018-12-18 19:30 | 609 | 592
2018-12-18 20:00 | 599 | 582
2018-12-18 20:30 | 599 | 580
2018-12-18 21:00 | 588 | 577
2018-12-18 21:30 | 603 | 594
2018-12-18 22:00 | 605 | 596
2018-12-18 22:30 | 600 | 590
2018-12-18 23:00 | 586 | 575
2018-12-18 23:30 | 566 | 553
2018-12-19 | 536 | 522
2018-12-19 00:30 | 498 | 480
2018-12-19 01:00 | 481 | 459
2018-12-19 01:30 | 456 | 432
2018-12-19 02:00 | 425 | 396
2018-12-19 02:30 | 422 | 392
2018-12-19 03:00 | 426 | 397
2018-12-19 03:30 | 416 | 386
2018-12-19 04:00 | 414 | 383
2018-12-19 04:30 | 441 | 413
2018-12-19 05:00 | 467 | 442
2018-12-19 05:30 | 525 | 506
2018-12-19 06:00 | 552 | 539
2018-12-19 06:30 | 641 | 629
2018-12-19 07:00 | 708 | 697
2018-12-19 07:30 | 713 | 703
2018-12-19 08:00 | 751 | 743
2018-12-19 08:30 | 737 | 728
2018-12-19 09:00 | 734 | 725
2018-12-19 09:30 | 754 | 746
2018-12-19 10:00 | 759 | 750
2018-12-19 10:30 | 773 | 765
2018-12-19 11:00 | 778 | 769
2018-12-19 11:30 | 764 | 754
2018-12-19 12:00 | 750 | 739
2018-12-19 12:30 | 757 | 747
2018-12-19 13:00 | 759 | 749
2018-12-19 13:30 | 753 | 743
2018-12-19 14:00 | 750 | 740
2018-12-19 14:30 | 774 | 766
2018-12-19 15:00 | 769 | 760
2018-12-19 15:30 | 733 | 722
2018-12-19 16:00 | 689 | 677
2018-12-19 16:30 | 718 | 708
2018-12-19 17:00 | 704 | 693
2018-12-19 17:30 | 695 | 684
2018-12-19 18:00 | 654 | 640
2018-12-19 18:30 | 624 | 608
2018-12-19 19:00 | 613 | 597
2018-12-19 19:30 | 598 | 581
2018-12-19 20:00 | 578 | 559
2018-12-19 20:30 | 571 | 551
2018-12-19 21:00 | 566 | 546
2018-12-19 21:30 | 569 | 558
2018-12-19 22:00 | 553 | 541
2018-12-19 22:30 | 510 | 496
2018-12-19 23:00 | 475 | 457
2018-12-19 23:30 | 482 | 464
2018-12-20 | 436 | 415
2018-12-20 00:30 | 411 | 388
2018-12-20 01:00 | 398 | 373
2018-12-20 01:30 | 350 | 320
2018-12-20 02:00 | 305 | 270
2018-12-20 02:30 | 333 | 301
2018-12-20 03:00 | 334 | 302
2018-12-20 03:30 | 350 | 320
2018-12-20 04:00 | 321 | 288
2018-12-20 04:30 | 322 | 290
2018-12-20 05:00 | 326 | 294
2018-12-20 05:30 | 375 | 348
2018-12-20 06:00 | 443 | 422
2018-12-20 06:30 | 528 | 514
2018-12-20 07:00 | 581 | 570
2018-12-20 07:30 | 570 | 559
2018-12-20 08:00 | 606 | 597
2018-12-20 08:30 | 657 | 650
2018-12-20 09:00 | 626 | 618
2018-12-20 09:30 | 614 | 604
2018-12-20 10:00 | 654 | 646
2018-12-20 10:30 | 669 | 661
2018-12-20 11:00 | 729 | 719
2018-12-20 11:30 | 703 | 687
2018-12-20 12:00 | 691 | 676
2018-12-20 12:30 | 655 | 637
2018-12-20 13:00 | 680 | 667
2018-12-20 13:30 | 711 | 700
2018-12-20 14:00 | 743 | 732
2018-12-20 14:30 | 754 | 744
2018-12-20 15:00 | 812 | 805
2018-12-20 15:30 | 822 | 816
2018-12-20 16:00 | 800 | 793
2018-12-20 16:30 | 780 | 772
2018-12-20 17:00 | 813 | 806
2018-12-20 17:30 | 773 | 765
2018-12-20 18:00 | 728 | 717
2018-12-20 18:30 | 677 | 667
2018-12-20 19:00 | 658 | 652
2018-12-20 19:30 | 663 | 658
2018-12-20 20:00 | 633 | 626
2018-12-20 20:30 | 568 | 559
2018-12-20 21:00 | 550 | 540
2018-12-20 21:30 | 562 | 551
2018-12-20 22:00 | 518 | 503
2018-12-20 22:30 | 495 | 479
2018-12-20 23:00 | 509 | 494
2018-12-20 23:30 | 506 | 490
2018-12-21 | 466 | 447
2018-12-21 00:30 | 433 | 411
2018-12-21 01:00 | 432 | 410
2018-12-21 01:30 | 399 | 375
2018-12-21 02:00 | 350 | 320
2018-12-21 02:30 | 338 | 307
2018-12-21 03:00 | 359 | 329
2018-12-21 03:30 | 367 | 338
2018-12-21 04:00 | 389 | 363
2018-12-21 04:30 | 383 | 356
2018-12-21 05:00 | 371 | 343
2018-12-21 05:30 | 417 | 393
2018-12-21 06:00 | 498 | 480
2018-12-21 06:30 | 565 | 553
2018-12-21 07:00 | 611 | 601
2018-12-21 07:30 | 621 | 611
2018-12-21 08:00 | 648 | 640
2018-12-21 08:30 | 648 | 641
2018-12-21 09:00 | 654 | 647
2018-12-21 09:30 | 675 | 664
2018-12-21 10:00 | 691 | 679
2018-12-21 10:30 | 693 | 680
2018-12-21 11:00 | 713 | 700
2018-12-21 11:30 | 666 | 650
2018-12-21 12:00 | 676 | 662
2018-12-21 12:30 | 672 | 657
2018-12-21 13:00 | 656 | 641
2018-12-21 13:30 | 649 | 634
2018-12-21 14:00 | 646 | 630
2018-12-21 14:30 | 660 | 645
2018-12-21 15:00 | 679 | 665
2018-12-21 15:30 | 699 | 686
2018-12-21 16:00 | 715 | 703
2018-12-21 16:30 | 778 | 770
2018-12-21 17:00 | 755 | 746
2018-12-21 17:30 | 719 | 707
2018-12-21 18:00 | 682 | 669
2018-12-21 18:30 | 620 | 604
2018-12-21 19:00 | 608 | 592
2018-12-21 19:30 | 622 | 605
2018-12-21 20:00 | 610 | 591
2018-12-21 20:30 | 639 | 624
2018-12-21 21:00 | 643 | 627
2018-12-21 21:30 | 592 | 581
2018-12-21 22:00 | 575 | 564
2018-12-21 22:30 | 524 | 509
2018-12-21 23:00 | 530 | 516
2018-12-21 23:30 | 572 | 558
2018-12-22 | 511 | 493
2018-12-22 00:30 | 459 | 433
2018-12-22 01:00 | 469 | 443
2018-12-22 01:30 | 417 | 386
2018-12-22 02:00 | 358 | 320
2018-12-22 02:30 | 358 | 321
2018-12-22 03:00 | 398 | 365
2018-12-22 03:30 | 391 | 357
2018-12-22 04:00 | 393 | 360
2018-12-22 04:30 | 383 | 348
2018-12-22 05:00 | 357 | 319
2018-12-22 05:30 | 378 | 342
2018-12-22 06:00 | 416 | 384
2018-12-22 06:30 | 442 | 414
2018-12-22 07:00 | 467 | 442
2018-12-22 07:30 | 506 | 484
2018-12-22 08:00 | 504 | 482
2018-12-22 08:30 | 524 | 504
2018-12-22 09:00 | 542 | 522
2018-12-22 09:30 | 577 | 547
2018-12-22 10:00 | 576 | 548
2018-12-22 10:30 | 547 | 517
2018-12-22 11:00 | 525 | 492
2018-12-22 11:30 | 537 | 507
2018-12-22 12:00 | 523 | 491
2018-12-22 12:30 | 505 | 471
2018-12-22 13:00 | 526 | 495
2018-12-22 13:30 | 571 | 543
2018-12-22 14:00 | 637 | 616
2018-12-22 14:30 | 676 | 657
2018-12-22 15:00 | 720 | 705
2018-12-22 15:30 | 718 | 703
2018-12-22 16:00 | 740 | 726
2018-12-22 16:30 | 763 | 750
2018-12-22 17:00 | 717 | 702
2018-12-22 17:30 | 688 | 672
2018-12-22 18:00 | 670 | 653
2018-12-22 18:30 | 641 | 622
2018-12-22 19:00 | 616 | 595
2018-12-22 19:30 | 624 | 604
2018-12-22 20:00 | 627 | 607
2018-12-22 20:30 | 626 | 606
2018-12-22 21:00 | 584 | 560
2018-12-22 21:30 | 583 | 567
2018-12-22 22:00 | 551 | 536
2018-12-22 22:30 | 473 | 451
2018-12-22 23:00 | 440 | 415
2018-12-22 23:30 | 436 | 411
2018-12-23 | 425 | 399
2018-12-23 00:30 | 381 | 348
2018-12-23 01:00 | 348 | 310
2018-12-23 01:30 | 321 | 278
2018-12-23 02:00 | 296 | 247
2018-12-23 02:30 | 266 | 210
2018-12-23 03:00 | 260 | 202
2018-12-23 03:30 | 265 | 208
2018-12-23 04:00 | 264 | 207
2018-12-23 04:30 | 267 | 211
2018-12-23 05:00 | 269 | 213
2018-12-23 05:30 | 277 | 222
2018-12-23 06:00 | 295 | 247
2018-12-23 06:30 | 313 | 272
2018-12-23 07:00 | 346 | 310
2018-12-23 07:30 | 366 | 332
2018-12-23 08:00 | 387 | 356
2018-12-23 08:30 | 378 | 347
2018-12-23 09:00 | 345 | 310
2018-12-23 09:30 | 366 | 334
2018-12-23 10:00 | 379 | 349
2018-12-23 10:30 | 359 | 327
2018-12-23 11:00 | 350 | 316
2018-12-23 11:30 | 360 | 327
2018-12-23 12:00 | 355 | 321
2018-12-23 12:30 | 350 | 316
2018-12-23 13:00 | 337 | 300
2018-12-23 13:30 | 347 | 312
2018-12-23 14:00 | 379 | 348
2018-12-23 14:30 | 377 | 346
2018-12-23 15:00 | 344 | 310
2018-12-23 15:30 | 339 | 304
2018-12-23 16:00 | 342 | 307
2018-12-23 16:30 | 409 | 382
2018-12-23 17:00 | 485 | 465
2018-12-23 17:30 | 552 | 533
2018-12-23 18:00 | 569 | 542
2018-12-23 18:30 | 564 | 536
2018-12-23 19:00 | 565 | 537
2018-12-23 19:30 | 561 | 534
2018-12-23 20:00 | 576 | 551
2018-12-23 20:30 | 541 | 525
2018-12-23 21:00 | 508 | 489
2018-12-23 21:30 | 514 | 496
2018-12-23 22:00 | 479 | 459
2018-12-23 22:30 | 438 | 413
2018-12-23 23:00 | 412 | 385
2018-12-23 23:30 | 382 | 352
2018-12-24 | 355 | 321
2018-12-24 00:30 | 324 | 282
2018-12-24 01:00 | 295 | 247
2018-12-24 01:30 | 262 | 206
2018-12-24 02:00 | 238 | 174
2018-12-24 02:30 | 256 | 197
2018-12-24 03:00 | 260 | 203
2018-12-24 03:30 | 251 | 192
2018-12-24 04:00 | 248 | 187
2018-12-24 04:30 | 277 | 224
2018-12-24 05:00 | 282 | 230
2018-12-24 05:30 | 304 | 256
2018-12-24 06:00 | 327 | 288
2018-12-24 06:30 | 346 | 309
2018-12-24 07:00 | 364 | 331
2018-12-24 07:30 | 401 | 371
2018-12-24 08:00 | 421 | 394
2018-12-24 08:30 | 428 | 402
2018-12-24 09:00 | 428 | 403
2018-12-24 09:30 | 412 | 386
2018-12-24 10:00 | 428 | 403
2018-12-24 10:30 | 475 | 453
2018-12-24 11:00 | 459 | 437
2018-12-24 11:30 | 460 | 437
2018-12-24 12:00 | 466 | 443
2018-12-24 12:30 | 467 | 444
2018-12-24 13:00 | 468 | 447
2018-12-24 13:30 | 476 | 456
2018-12-24 14:00 | 467 | 446
2018-12-24 14:30 | 487 | 467
2018-12-24 15:00 | 488 | 469
2018-12-24 15:30 | 520 | 502
2018-12-24 16:00 | 534 | 517
2018-12-24 16:30 | 592 | 577
2018-12-24 17:00 | 607 | 584
2018-12-24 17:30 | 617 | 596
2018-12-24 18:00 | 609 | 588
2018-12-24 18:30 | 571 | 546
2018-12-24 19:00 | 562 | 536
2018-12-24 19:30 | 558 | 532
2018-12-24 20:00 | 548 | 521
2018-12-24 20:30 | 528 | 499
2018-12-24 21:00 | 480 | 457
2018-12-24 21:30 | 446 | 424
2018-12-24 22:00 | 444 | 423
2018-12-24 22:30 | 422 | 399
2018-12-24 23:00 | 386 | 359
2018-12-24 23:30 | 398 | 372
2018-12-25 | 389 | 360
2018-12-25 00:30 | 376 | 343
2018-12-25 01:00 | 386 | 354
2018-12-25 01:30 | 376 | 344
2018-12-25 02:00 | 366 | 330
2018-12-25 02:30 | 361 | 322
2018-12-25 03:00 | 369 | 331
2018-12-25 03:30 | 364 | 326
2018-12-25 04:00 | 363 | 324
2018-12-25 04:30 | 360 | 321
2018-12-25 05:00 | 356 | 317
2018-12-25 05:30 | 367 | 328
2018-12-25 06:00 | 378 | 341
2018-12-25 06:30 | 397 | 362
2018-12-25 07:00 | 423 | 391
2018-12-25 07:30 | 420 | 389
2018-12-25 08:00 | 429 | 399
2018-12-25 08:30 | 400 | 368
2018-12-25 09:00 | 404 | 372
2018-12-25 09:30 | 427 | 399
2018-12-25 10:00 | 468 | 443
2018-12-25 10:30 | 466 | 442
2018-12-25 11:00 | 459 | 436
2018-12-25 11:30 | 446 | 422
2018-12-25 12:00 | 401 | 373
2018-12-25 12:30 | 376 | 345
2018-12-25 13:00 | 419 | 392
2018-12-25 13:30 | 411 | 384
2018-12-25 14:00 | 387 | 354
2018-12-25 14:30 | 384 | 350
2018-12-25 15:00 | 397 | 366
2018-12-25 15:30 | 413 | 386
2018-12-25 16:00 | 471 | 449
2018-12-25 16:30 | 493 | 473
2018-12-25 17:00 | 553 | 537
2018-12-25 17:30 | 572 | 557
2018-12-25 18:00 | 543 | 526
2018-12-25 18:30 | 475 | 455
2018-12-25 19:00 | 464 | 443
2018-12-25 19:30 | 480 | 460
2018-12-25 20:00 | 481 | 462
2018-12-25 20:30 | 481 | 462
2018-12-25 21:00 | 463 | 443
2018-12-25 21:30 | 440 | 418
2018-12-25 22:00 | 426 | 403
2018-12-25 22:30 | 386 | 356
2018-12-25 23:00 | 381 | 351
2018-12-25 23:30 | 344 | 309
2018-12-26 | 326 | 287
2018-12-26 00:30 | 306 | 263
2018-12-26 01:00 | 321 | 279
2018-12-26 01:30 | 324 | 282
2018-12-26 02:00 | 308 | 260
2018-12-26 02:30 | 308 | 259
2018-12-26 03:00 | 298 | 247
2018-12-26 03:30 | 294 | 243
2018-12-26 04:00 | 303 | 253
2018-12-26 04:30 | 324 | 278
2018-12-26 05:00 | 313 | 265
2018-12-26 05:30 | 317 | 270
2018-12-26 06:00 | 300 | 249
2018-12-26 06:30 | 313 | 265
2018-12-26 07:00 | 329 | 282
2018-12-26 07:30 | 366 | 325
2018-12-26 08:00 | 380 | 343
2018-12-26 08:30 | 386 | 352
2018-12-26 09:00 | 390 | 359
2018-12-26 09:30 | 426 | 399
2018-12-26 10:00 | 447 | 422
2018-12-26 10:30 | 453 | 428
2018-12-26 11:00 | 436 | 410
2018-12-26 11:30 | 436 | 410
2018-12-26 12:00 | 425 | 398
2018-12-26 12:30 | 377 | 344
2018-12-26 13:00 | 377 | 344
2018-12-26 13:30 | 371 | 337
2018-12-26 14:00 | 391 | 360
2018-12-26 14:30 | 423 | 394
2018-12-26 15:00 | 459 | 435
2018-12-26 15:30 | 491 | 471
2018-12-26 16:00 | 546 | 531
2018-12-26 16:30 | 608 | 597
2018-12-26 17:00 | 638 | 630
2018-12-26 17:30 | 678 | 663
2018-12-26 18:00 | 644 | 627
2018-12-26 18:30 | 584 | 563
2018-12-26 19:00 | 548 | 533
2018-12-26 19:30 | 530 | 517
2018-12-26 20:00 | 531 | 518
2018-12-26 20:30 | 508 | 494
2018-12-26 21:00 | 463 | 446
2018-12-26 21:30 | 455 | 438
2018-12-26 22:00 | 426 | 407
2018-12-26 22:30 | 380 | 356
2018-12-26 23:00 | 361 | 332
2018-12-26 23:30 | 361 | 332
2018-12-27 | 373 | 343
2018-12-27 00:30 | 357 | 323
2018-12-27 01:00 | 360 | 325
2018-12-27 01:30 | 359 | 322
2018-12-27 02:00 | 337 | 296
2018-12-27 02:30 | 304 | 258
2018-12-27 03:00 | 273 | 220
2018-12-27 03:30 | 260 | 204
2018-12-27 04:00 | 248 | 187
2018-12-27 04:30 | 253 | 193
2018-12-27 05:00 | 253 | 193
2018-12-27 05:30 | 262 | 204
2018-12-27 06:00 | 280 | 228
2018-12-27 06:30 | 305 | 258
2018-12-27 07:00 | 334 | 295
2018-12-27 07:30 | 374 | 342
2018-12-27 08:00 | 420 | 392
2018-12-27 08:30 | 472 | 451
2018-12-27 09:00 | 494 | 475
2018-12-27 09:30 | 501 | 482
2018-12-27 10:00 | 506 | 487
2018-12-27 10:30 | 520 | 502
2018-12-27 11:00 | 511 | 493
2018-12-27 11:30 | 493 | 474
2018-12-27 12:00 | 497 | 478
2018-12-27 12:30 | 489 | 469
2018-12-27 13:00 | 490 | 470
2018-12-27 13:30 | 493 | 473
2018-12-27 14:00 | 526 | 509
2018-12-27 14:30 | 532 | 516
2018-12-27 15:00 | 561 | 546
2018-12-27 15:30 | 589 | 576
2018-12-27 16:00 | 622 | 609
2018-12-27 16:30 | 646 | 627
2018-12-27 17:00 | 622 | 602
2018-12-27 17:30 | 615 | 595
2018-12-27 18:00 | 570 | 546
2018-12-27 18:30 | 552 | 526
2018-12-27 19:00 | 548 | 522
2018-12-27 19:30 | 521 | 492
2018-12-27 20:00 | 526 | 498
2018-12-27 20:30 | 508 | 477
2018-12-27 21:00 | 459 | 433
2018-12-27 21:30 | 428 | 406
2018-12-27 22:00 | 376 | 349
2018-12-27 22:30 | 385 | 357
2018-12-27 23:00 | 385 | 357
2018-12-27 23:30 | 368 | 337
2018-12-28 | 347 | 313
2018-12-28 00:30 | 334 | 297
2018-12-28 01:00 | 353 | 317
2018-12-28 01:30 | 342 | 305
2018-12-28 02:00 | 329 | 290
2018-12-28 02:30 | 305 | 263
2018-12-28 03:00 | 282 | 234
2018-12-28 03:30 | 266 | 212
2018-12-28 04:00 | 266 | 210
2018-12-28 04:30 | 277 | 225
2018-12-28 05:00 | 286 | 235
2018-12-28 05:30 | 311 | 265
2018-12-28 06:00 | 361 | 326
2018-12-28 06:30 | 388 | 361
2018-12-28 07:00 | 430 | 407
2018-12-28 07:30 | 471 | 452
2018-12-28 08:00 | 497 | 482
2018-12-28 08:30 | 517 | 504
2018-12-28 09:00 | 523 | 510
2018-12-28 09:30 | 519 | 506
2018-12-28 10:00 | 507 | 493
2018-12-28 10:30 | 486 | 471
2018-12-28 11:00 | 482 | 466
2018-12-28 11:30 | 462 | 445
2018-12-28 12:00 | 469 | 452
2018-12-28 12:30 | 488 | 472
2018-12-28 13:00 | 533 | 520
2018-12-28 13:30 | 565 | 554
2018-12-28 14:00 | 601 | 588
2018-12-28 14:30 | 632 | 615
2018-12-28 15:00 | 648 | 632
2018-12-28 15:30 | 670 | 655
2018-12-28 16:00 | 669 | 654
2018-12-28 16:30 | 673 | 658
2018-12-28 17:00 | 694 | 680
2018-12-28 17:30 | 667 | 652
2018-12-28 18:00 | 619 | 601
2018-12-28 18:30 | 578 | 558
2018-12-28 19:00 | 561 | 539
2018-12-28 19:30 | 567 | 546
2018-12-28 20:00 | 541 | 517
2018-12-28 20:30 | 513 | 490
2018-12-28 21:00 | 522 | 508
2018-12-28 21:30 | 507 | 493
2018-12-28 22:00 | 472 | 455
2018-12-28 22:30 | 403 | 382
2018-12-28 23:00 | 351 | 325
2018-12-28 23:30 | 342 | 312
2018-12-29 | 340 | 306
2018-12-29 00:30 | 345 | 310
2018-12-29 01:00 | 343 | 306
2018-12-29 01:30 | 329 | 289
2018-12-29 02:00 | 292 | 242
2018-12-29 02:30 | 271 | 216
2018-12-29 03:00 | 254 | 194
2018-12-29 03:30 | 263 | 205
2018-12-29 04:00 | 272 | 216
2018-12-29 04:30 | 254 | 193
2018-12-29 05:00 | 255 | 194
2018-12-29 05:30 | 301 | 251
2018-12-29 06:00 | 323 | 281
2018-12-29 06:30 | 358 | 323
2018-12-29 07:00 | 374 | 344
2018-12-29 07:30 | 397 | 370
2018-12-29 08:00 | 408 | 383
2018-12-29 08:30 | 428 | 405
2018-12-29 09:00 | 442 | 420
2018-12-29 09:30 | 471 | 451
2018-12-29 10:00 | 452 | 433
2018-12-29 10:30 | 457 | 438
2018-12-29 11:00 | 420 | 398
2018-12-29 11:30 | 441 | 421
2018-12-29 12:00 | 447 | 427
2018-12-29 12:30 | 434 | 414
2018-12-29 13:00 | 447 | 427
2018-12-29 13:30 | 442 | 422
2018-12-29 14:00 | 445 | 425
2018-12-29 14:30 | 462 | 443
2018-12-29 15:00 | 479 | 462
2018-12-29 15:30 | 490 | 473
2018-12-29 16:00 | 510 | 495
2018-12-29 16:30 | 562 | 550
2018-12-29 17:00 | 562 | 552
2018-12-29 17:30 | 564 | 554
2018-12-29 18:00 | 555 | 544
2018-12-29 18:30 | 524 | 512
2018-12-29 19:00 | 500 | 487
2018-12-29 19:30 | 500 | 487
2018-12-29 20:00 | 503 | 491
2018-12-29 20:30 | 465 | 450
2018-12-29 21:00 | 454 | 437
2018-12-29 21:30 | 461 | 444
2018-12-29 22:00 | 454 | 437
2018-12-29 22:30 | 476 | 461
2018-12-29 23:00 | 422 | 404
2018-12-29 23:30 | 371 | 347
2018-12-30 | 352 | 325
2018-12-30 00:30 | 348 | 318
2018-12-30 01:00 | 361 | 332
2018-12-30 01:30 | 335 | 300
2018-12-30 02:00 | 320 | 283
2018-12-30 02:30 | 305 | 266
2018-12-30 03:00 | 302 | 262
2018-12-30 03:30 | 283 | 240
2018-12-30 04:00 | 261 | 215
2018-12-30 04:30 | 277 | 232
2018-12-30 05:00 | 274 | 229
2018-12-30 05:30 | 296 | 253
2018-12-30 06:00 | 301 | 259
2018-12-30 06:30 | 339 | 303
2018-12-30 07:00 | 329 | 292
2018-12-30 07:30 | 353 | 320
2018-12-30 08:00 | 372 | 343
2018-12-30 08:30 | 382 | 355
2018-12-30 09:00 | 414 | 390
2018-12-30 09:30 | 442 | 422
2018-12-30 10:00 | 464 | 446
2018-12-30 10:30 | 459 | 440
2018-12-30 11:00 | 456 | 437
2018-12-30 11:30 | 451 | 431
2018-12-30 12:00 | 482 | 464
2018-12-30 12:30 | 492 | 475
2018-12-30 13:00 | 541 | 526
2018-12-30 13:30 | 553 | 539
2018-12-30 14:00 | 591 | 570
2018-12-30 14:30 | 602 | 581
2018-12-30 15:00 | 646 | 628
2018-12-30 15:30 | 671 | 654
2018-12-30 16:00 | 648 | 629
2018-12-30 16:30 | 663 | 645
2018-12-30 17:00 | 649 | 633
2018-12-30 17:30 | 651 | 635
2018-12-30 18:00 | 644 | 628
2018-12-30 18:30 | 610 | 592
2018-12-30 19:00 | 589 | 570
2018-12-30 19:30 | 571 | 551
2018-12-30 20:00 | 578 | 559
2018-12-30 20:30 | 522 | 501
2018-12-30 21:00 | 488 | 472
2018-12-30 21:30 | 494 | 478
2018-12-30 22:00 | 494 | 477
2018-12-30 22:30 | 476 | 458
2018-12-30 23:00 | 452 | 432
2018-12-30 23:30 | 440 | 418
2018-12-31 | 422 | 399
2018-12-31 00:30 | 402 | 376
2018-12-31 01:00 | 395 | 368
2018-12-31 01:30 | 382 | 354
2018-12-31 02:00 | 360 | 329
2018-12-31 02:30 | 355 | 321
2018-12-31 03:00 | 336 | 300
2018-12-31 03:30 | 333 | 296
2018-12-31 04:00 | 326 | 289
2018-12-31 04:30 | 332 | 295
2018-12-31 05:00 | 359 | 326
2018-12-31 05:30 | 389 | 359
2018-12-31 06:00 | 398 | 368
2018-12-31 06:30 | 431 | 405
2018-12-31 07:00 | 462 | 440
2018-12-31 07:30 | 521 | 505
2018-12-31 08:00 | 531 | 516
2018-12-31 08:30 | 526 | 511
2018-12-31 09:00 | 538 | 520
2018-12-31 09:30 | 590 | 568
2018-12-31 10:00 | 600 | 580
2018-12-31 10:30 | 586 | 565
2018-12-31 11:00 | 627 | 608
2018-12-31 11:30 | 628 | 610
2018-12-31 12:00 | 615 | 595
2018-12-31 12:30 | 612 | 591
2018-12-31 13:00 | 598 | 577
2018-12-31 13:30 | 604 | 583
2018-12-31 14:00 | 608 | 589
2018-12-31 14:30 | 644 | 627
2018-12-31 15:00 | 637 | 620
2018-12-31 15:30 | 631 | 614
2018-12-31 16:00 | 628 | 610
2018-12-31 16:30 | 603 | 583
2018-12-31 17:00 | 600 | 580
2018-12-31 17:30 | 577 | 555
2018-12-31 18:00 | 555 | 531
2018-12-31 18:30 | 520 | 493
2018-12-31 19:00 | 498 | 473
2018-12-31 19:30 | 470 | 453
2018-12-31 20:00 | 489 | 473
2018-12-31 20:30 | 486 | 469
2018-12-31 21:00 | 496 | 480
2018-12-31 21:30 | 515 | 499
2018-12-31 22:00 | 496 | 480
2018-12-31 22:30 | 457 | 439
2018-12-31 23:00 | 402 | 380
2018-12-31 23:30 | 390 | 364
2019-01-01 | 378 | 350
2019-01-01 00:30 | 352 | 321
2019-01-01 01:00 | 362 | 331
2019-01-01 01:30 | 358 | 327
2019-01-01 02:00 | 347 | 312
2019-01-01 02:30 | 340 | 303
2019-01-01 03:00 | 338 | 301
2019-01-01 03:30 | 320 | 280
2019-01-01 04:00 | 289 | 244
2019-01-01 04:30 | 270 | 220
2019-01-01 05:00 | 275 | 222
2019-01-01 05:30 | 310 | 263
2019-01-01 06:00 | 340 | 299
2019-01-01 06:30 | 350 | 310
2019-01-01 07:00 | 373 | 337
2019-01-01 07:30 | 409 | 376
2019-01-01 08:00 | 428 | 399
2019-01-01 08:30 | 407 | 378
2019-01-01 09:00 | 399 | 370
2019-01-01 09:30 | 403 | 375
2019-01-01 10:00 | 403 | 374
2019-01-01 10:30 | 411 | 384
2019-01-01 11:00 | 426 | 399
2019-01-01 11:30 | 457 | 434
2019-01-01 12:00 | 480 | 458
2019-01-01 12:30 | 499 | 479
2019-01-01 13:00 | 515 | 497
2019-01-01 13:30 | 549 | 534
2019-01-01 14:00 | 562 | 549
2019-01-01 14:30 | 576 | 565
2019-01-01 15:00 | 585 | 575
2019-01-01 15:30 | 591 | 581
2019-01-01 16:00 | 625 | 617
2019-01-01 16:30 | 632 | 624
2019-01-01 17:00 | 608 | 599
2019-01-01 17:30 | 570 | 560
2019-01-01 18:00 | 572 | 562
2019-01-01 18:30 | 536 | 525
2019-01-01 19:00 | 517 | 505
2019-01-01 19:30 | 499 | 487
2019-01-01 20:00 | 482 | 470
2019-01-01 20:30 | 491 | 479
2019-01-01 21:00 | 489 | 476
2019-01-01 21:30 | 496 | 482
2019-01-01 22:00 | 460 | 443
2019-01-01 22:30 | 424 | 402
2019-01-01 23:00 | 390 | 364
2019-01-01 23:30 | 358 | 329
2019-01-02 | 356 | 326
2019-01-02 00:30 | 325 | 288
2019-01-02 01:00 | 319 | 279
2019-01-02 01:30 | 301 | 254
2019-01-02 02:00 | 290 | 239
2019-01-02 02:30 | 292 | 241
2019-01-02 03:00 | 299 | 250
2019-01-02 03:30 | 285 | 233
2019-01-02 04:00 | 272 | 216
2019-01-02 04:30 | 295 | 246
2019-01-02 05:00 | 300 | 251
2019-01-02 05:30 | 342 | 299
2019-01-02 06:00 | 395 | 364
2019-01-02 06:30 | 417 | 390
2019-01-02 07:00 | 449 | 427
2019-01-02 07:30 | 496 | 478
2019-01-02 08:00 | 520 | 504
2019-01-02 08:30 | 515 | 499
2019-01-02 09:00 | 532 | 516
2019-01-02 09:30 | 539 | 524
2019-01-02 10:00 | 587 | 568
2019-01-02 10:30 | 625 | 604
2019-01-02 11:00 | 637 | 618
2019-01-02 11:30 | 613 | 593
2019-01-02 12:00 | 620 | 600
2019-01-02 12:30 | 640 | 622
2019-01-02 13:00 | 654 | 638
2019-01-02 13:30 | 660 | 644
2019-01-02 14:00 | 669 | 655
2019-01-02 14:30 | 655 | 641
2019-01-02 15:00 | 649 | 635
2019-01-02 15:30 | 640 | 625
2019-01-02 16:00 | 617 | 600
2019-01-02 16:30 | 631 | 615
2019-01-02 17:00 | 665 | 652
2019-01-02 17:30 | 640 | 626
2019-01-02 18:00 | 609 | 593
2019-01-02 18:30 | 594 | 577
2019-01-02 19:00 | 580 | 562
2019-01-02 19:30 | 553 | 534
2019-01-02 20:00 | 558 | 539
2019-01-02 20:30 | 563 | 545
2019-01-02 21:00 | 534 | 521
2019-01-02 21:30 | 550 | 540
2019-01-02 22:00 | 525 | 513
2019-01-02 22:30 | 478 | 461
2019-01-02 23:00 | 474 | 457
2019-01-02 23:30 | 434 | 414
2019-01-03 | 398 | 374
2019-01-03 00:30 | 344 | 310
2019-01-03 01:00 | 354 | 321
2019-01-03 01:30 | 349 | 315
2019-01-03 02:00 | 344 | 309
2019-01-03 02:30 | 347 | 312
2019-01-03 03:00 | 339 | 301
2019-01-03 03:30 | 327 | 288
2019-01-03 04:00 | 318 | 277
2019-01-03 04:30 | 311 | 270
2019-01-03 05:00 | 320 | 279
2019-01-03 05:30 | 341 | 304
2019-01-03 06:00 | 389 | 358
2019-01-03 06:30 | 419 | 394
2019-01-03 07:00 | 481 | 463
2019-01-03 07:30 | 495 | 478
2019-01-03 08:00 | 514 | 498
2019-01-03 08:30 | 567 | 544
2019-01-03 09:00 | 596 | 575
2019-01-03 09:30 | 614 | 594
2019-01-03 10:00 | 628 | 609
2019-01-03 10:30 | 653 | 637
2019-01-03 11:00 | 664 | 650
2019-01-03 11:30 | 653 | 638
2019-01-03 12:00 | 653 | 639
2019-01-03 12:30 | 606 | 588
2019-01-03 13:00 | 614 | 598
2019-01-03 13:30 | 633 | 618
2019-01-03 14:00 | 650 | 636
2019-01-03 14:30 | 688 | 677
2019-01-03 15:00 | 716 | 706
2019-01-03 15:30 | 690 | 679
2019-01-03 16:00 | 735 | 726
2019-01-03 16:30 | 703 | 691
2019-01-03 17:00 | 701 | 689
2019-01-03 17:30 | 663 | 649
2019-01-03 18:00 | 628 | 612
2019-01-03 18:30 | 601 | 584
2019-01-03 19:00 | 578 | 559
2019-01-03 19:30 | 591 | 574
2019-01-03 20:00 | 604 | 587
2019-01-03 20:30 | 567 | 550
2019-01-03 21:00 | 489 | 476
2019-01-03 21:30 | 506 | 493
2019-01-03 22:00 | 485 | 468
2019-01-03 22:30 | 458 | 440
2019-01-03 23:00 | 432 | 411
2019-01-03 23:30 | 398 | 374
2019-01-04 | 354 | 325
2019-01-04 00:30 | 310 | 275
2019-01-04 01:00 | 330 | 294
2019-01-04 01:30 | 316 | 276
2019-01-04 02:00 | 284 | 239
2019-01-04 02:30 | 275 | 228
2019-01-04 03:00 | 278 | 229
2019-01-04 03:30 | 271 | 221
2019-01-04 04:00 | 259 | 207
2019-01-04 04:30 | 279 | 232
2019-01-04 05:00 | 274 | 226
2019-01-04 05:30 | 327 | 288
2019-01-04 06:00 | 350 | 314
2019-01-04 06:30 | 428 | 401
2019-01-04 07:00 | 456 | 431
2019-01-04 07:30 | 474 | 439
2019-01-04 08:00 | 518 | 488
2019-01-04 08:30 | 537 | 508
2019-01-04 09:00 | 545 | 517
2019-01-04 09:30 | 558 | 532
2019-01-04 10:00 | 589 | 566
2019-01-04 10:30 | 587 | 564
2019-01-04 11:00 | 590 | 567
2019-01-04 11:30 | 597 | 576
2019-01-04 12:00 | 623 | 604
2019-01-04 12:30 | 661 | 645
2019-01-04 13:00 | 673 | 657
2019-01-04 13:30 | 651 | 634
2019-01-04 14:00 | 669 | 654
2019-01-04 14:30 | 757 | 748
2019-01-04 15:00 | 757 | 749
2019-01-04 15:30 | 749 | 739
2019-01-04 16:00 | 727 | 715
2019-01-04 16:30 | 721 | 710
2019-01-04 17:00 | 711 | 699
2019-01-04 17:30 | 674 | 662
2019-01-04 18:00 | 652 | 638
2019-01-04 18:30 | 608 | 592
2019-01-04 19:00 | 631 | 616
2019-01-04 19:30 | 626 | 612
2019-01-04 20:00 | 624 | 608
2019-01-04 20:30 | 572 | 560
2019-01-04 21:00 | 527 | 516
2019-01-04 21:30 | 510 | 496
2019-01-04 22:00 | 518 | 503
2019-01-04 22:30 | 483 | 466
2019-01-04 23:00 | 455 | 435
2019-01-04 23:30 | 460 | 439
2019-01-05 | 443 | 420
2019-01-05 00:30 | 372 | 344
2019-01-05 01:00 | 337 | 304
2019-01-05 01:30 | 312 | 276
2019-01-05 02:00 | 308 | 270
2019-01-05 02:30 | 318 | 283
2019-01-05 03:00 | 303 | 264
2019-01-05 03:30 | 310 | 273
2019-01-05 04:00 | 300 | 261
2019-01-05 04:30 | 302 | 262
2019-01-05 05:00 | 302 | 263
2019-01-05 05:30 | 349 | 313
2019-01-05 06:00 | 350 | 313
2019-01-05 06:30 | 381 | 348
2019-01-05 07:00 | 425 | 398
2019-01-05 07:30 | 470 | 449
2019-01-05 08:00 | 485 | 466
2019-01-05 08:30 | 511 | 495
2019-01-05 09:00 | 559 | 545
2019-01-05 09:30 | 549 | 534
2019-01-05 10:00 | 517 | 501
2019-01-05 10:30 | 533 | 518
2019-01-05 11:00 | 504 | 487
2019-01-05 11:30 | 528 | 513
2019-01-05 12:00 | 567 | 543
2019-01-05 12:30 | 584 | 561
2019-01-05 13:00 | 580 | 557
2019-01-05 13:30 | 586 | 563
2019-01-05 14:00 | 571 | 547
2019-01-05 14:30 | 536 | 509
2019-01-05 15:00 | 596 | 575
2019-01-05 15:30 | 596 | 575
2019-01-05 16:00 | 618 | 599
2019-01-05 16:30 | 617 | 598
2019-01-05 17:00 | 614 | 595
2019-01-05 17:30 | 601 | 582
2019-01-05 18:00 | 550 | 527
2019-01-05 18:30 | 528 | 503
2019-01-05 19:00 | 571 | 550
2019-01-05 19:30 | 559 | 538
2019-01-05 20:00 | 530 | 506
2019-01-05 20:30 | 541 | 518
2019-01-05 21:00 | 486 | 458
2019-01-05 21:30 | 497 | 475
2019-01-05 22:00 | 500 | 486
2019-01-05 22:30 | 445 | 425
2019-01-05 23:00 | 397 | 372
2019-01-05 23:30 | 370 | 343
2019-01-06 | 336 | 306
2019-01-06 00:30 | 291 | 254
2019-01-06 01:00 | 291 | 253
2019-01-06 01:30 | 303 | 267
2019-01-06 02:00 | 278 | 238
2019-01-06 02:30 | 270 | 225
2019-01-06 03:00 | 262 | 212
2019-01-06 03:30 | 260 | 209
2019-01-06 04:00 | 270 | 220
2019-01-06 04:30 | 282 | 234
2019-01-06 05:00 | 273 | 224
2019-01-06 05:30 | 274 | 224
2019-01-06 06:00 | 258 | 204
2019-01-06 06:30 | 273 | 223
2019-01-06 07:00 | 303 | 260
2019-01-06 07:30 | 335 | 296
2019-01-06 08:00 | 358 | 322
2019-01-06 08:30 | 370 | 336
2019-01-06 09:00 | 366 | 332
2019-01-06 09:30 | 382 | 350
2019-01-06 10:00 | 391 | 359
2019-01-06 10:30 | 394 | 363
2019-01-06 11:00 | 379 | 346
2019-01-06 11:30 | 394 | 363
2019-01-06 12:00 | 394 | 363
2019-01-06 12:30 | 395 | 364
2019-01-06 13:00 | 396 | 365
2019-01-06 13:30 | 395 | 364
2019-01-06 14:00 | 401 | 371
2019-01-06 14:30 | 421 | 393
2019-01-06 15:00 | 433 | 407
2019-01-06 15:30 | 435 | 411
2019-01-06 16:00 | 451 | 429
2019-01-06 16:30 | 450 | 429
2019-01-06 17:00 | 459 | 439
2019-01-06 17:30 | 448 | 426
2019-01-06 18:00 | 420 | 397
2019-01-06 18:30 | 435 | 413
2019-01-06 19:00 | 458 | 439
2019-01-06 19:30 | 456 | 438
2019-01-06 20:00 | 441 | 421
2019-01-06 20:30 | 458 | 440
2019-01-06 21:00 | 418 | 397
2019-01-06 21:30 | 395 | 370
2019-01-06 22:00 | 371 | 342
2019-01-06 22:30 | 339 | 305
2019-01-06 23:00 | 324 | 285
2019-01-06 23:30 | 308 | 264
2019-01-07 | 290 | 240
2019-01-07 00:30 | 268 | 213
2019-01-07 01:00 | 274 | 220
2019-01-07 01:30 | 262 | 204
2019-01-07 02:00 | 256 | 196
2019-01-07 02:30 | 260 | 202
2019-01-07 03:00 | 258 | 201
2019-01-07 03:30 | 262 | 206
2019-01-07 04:00 | 262 | 206
2019-01-07 04:30 | 272 | 219
2019-01-07 05:00 | 290 | 241
2019-01-07 05:30 | 303 | 257
2019-01-07 06:00 | 313 | 271
2019-01-07 06:30 | 348 | 314
2019-01-07 07:00 | 370 | 340
2019-01-07 07:30 | 404 | 377
2019-01-07 08:00 | 426 | 401
2019-01-07 08:30 | 477 | 457
2019-01-07 09:00 | 473 | 454
2019-01-07 09:30 | 482 | 464
2019-01-07 10:00 | 474 | 456
2019-01-07 10:30 | 451 | 430
2019-01-07 11:00 | 441 | 420
2019-01-07 11:30 | 457 | 436
2019-01-07 12:00 | 492 | 474
2019-01-07 12:30 | 490 | 472
2019-01-07 13:00 | 542 | 515
2019-01-07 13:30 | 605 | 583
2019-01-07 14:00 | 580 | 556
2019-01-07 14:30 | 574 | 549
2019-01-07 15:00 | 611 | 589
2019-01-07 15:30 | 602 | 580
2019-01-07 16:00 | 615 | 594
2019-01-07 16:30 | 591 | 568
2019-01-07 17:00 | 591 | 568
2019-01-07 17:30 | 579 | 555
2019-01-07 18:00 | 558 | 532
2019-01-07 18:30 | 526 | 500
2019-01-07 19:00 | 498 | 482
2019-01-07 19:30 | 496 | 480
2019-01-07 20:00 | 508 | 492
2019-01-07 20:30 | 466 | 448
2019-01-07 21:00 | 432 | 410
2019-01-07 21:30 | 414 | 390
2019-01-07 22:00 | 402 | 377
2019-01-07 22:30 | 357 | 325
2019-01-07 23:00 | 338 | 300
2019-01-07 23:30 | 328 | 287
2019-01-08 | 309 | 263
2019-01-08 00:30 | 304 | 257
2019-01-08 01:00 | 332 | 288
2019-01-08 01:30 | 342 | 299
2019-01-08 02:00 | 319 | 272
2019-01-08 02:30 | 297 | 245
2019-01-08 03:00 | 291 | 238
2019-01-08 03:30 | 294 | 242
2019-01-08 04:00 | 308 | 259
2019-01-08 04:30 | 304 | 255
2019-01-08 05:00 | 311 | 262
2019-01-08 05:30 | 316 | 269
2019-01-08 06:00 | 334 | 294
2019-01-08 06:30 | 372 | 341
2019-01-08 07:00 | 424 | 400
2019-01-08 07:30 | 470 | 451
2019-01-08 08:00 | 498 | 481
2019-01-08 08:30 | 538 | 515
2019-01-08 09:00 | 567 | 542
2019-01-08 09:30 | 569 | 544
2019-01-08 10:00 | 568 | 543
2019-01-08 10:30 | 476 | 442
2019-01-08 11:00 | 411 | 382
2019-01-08 11:30 | 384 | 357
2019-01-08 12:00 | 428 | 405
2019-01-08 12:30 | 456 | 436
2019-01-08 13:00 | 509 | 493
2019-01-08 13:30 | 535 | 521
2019-01-08 14:00 | 555 | 542
2019-01-08 14:30 | 550 | 537
2019-01-08 15:00 | 618 | 600
2019-01-08 15:30 | 660 | 644
2019-01-08 16:00 | 630 | 613
2019-01-08 16:30 | 624 | 605
2019-01-08 17:00 | 654 | 638
2019-01-08 17:30 | 655 | 639
2019-01-08 18:00 | 642 | 626
2019-01-08 18:30 | 609 | 590
2019-01-08 19:00 | 626 | 608
2019-01-08 19:30 | 614 | 596
2019-01-08 20:00 | 612 | 594
2019-01-08 20:30 | 624 | 605
2019-01-08 21:00 | 564 | 541
2019-01-08 21:30 | 543 | 517
2019-01-08 22:00 | 513 | 487
2019-01-08 22:30 | 461 | 443
2019-01-08 23:00 | 447 | 426
2019-01-08 23:30 | 410 | 386
2019-01-09 | 373 | 346
2019-01-09 00:30 | 325 | 293
2019-01-09 01:00 | 307 | 272
2019-01-09 01:30 | 293 | 255
2019-01-09 02:00 | 263 | 220
2019-01-09 02:30 | 280 | 240
2019-01-09 03:00 | 269 | 227
2019-01-09 03:30 | 274 | 233
2019-01-09 04:00 | 295 | 257
2019-01-09 04:30 | 323 | 288
2019-01-09 05:00 | 337 | 305
2019-01-09 05:30 | 352 | 322
2019-01-09 06:00 | 374 | 346
2019-01-09 06:30 | 391 | 366
2019-01-09 07:00 | 441 | 421
2019-01-09 07:30 | 465 | 447
2019-01-09 08:00 | 463 | 446
2019-01-09 08:30 | 524 | 510
2019-01-09 09:00 | 552 | 540
2019-01-09 09:30 | 574 | 559
2019-01-09 10:00 | 587 | 565
2019-01-09 10:30 | 618 | 598
2019-01-09 11:00 | 634 | 616
2019-01-09 11:30 | 640 | 622
2019-01-09 12:00 | 641 | 624
2019-01-09 12:30 | 646 | 629
2019-01-09 13:00 | 693 | 678
2019-01-09 13:30 | 667 | 651
2019-01-09 14:00 | 642 | 624
2019-01-09 14:30 | 657 | 641
2019-01-09 15:00 | 659 | 642
2019-01-09 15:30 | 683 | 668
2019-01-09 16:00 | 700 | 687
2019-01-09 16:30 | 661 | 646
2019-01-09 17:00 | 663 | 648
2019-01-09 17:30 | 665 | 650
2019-01-09 18:00 | 612 | 593
2019-01-09 18:30 | 604 | 585
2019-01-09 19:00 | 639 | 623
2019-01-09 19:30 | 622 | 605
2019-01-09 20:00 | 588 | 569
2019-01-09 20:30 | 560 | 538
2019-01-09 21:00 | 545 | 520
2019-01-09 21:30 | 490 | 467
2019-01-09 22:00 | 445 | 425
2019-01-09 22:30 | 423 | 400
2019-01-09 23:00 | 404 | 380
2019-01-09 23:30 | 373 | 345
2019-01-10 | 346 | 315
2019-01-10 00:30 | 317 | 283
2019-01-10 01:00 | 282 | 243
2019-01-10 01:30 | 268 | 227
2019-01-10 02:00 | 247 | 201
2019-01-10 02:30 | 257 | 211
2019-01-10 03:00 | 254 | 207
2019-01-10 03:30 | 252 | 204
2019-01-10 04:00 | 241 | 191
2019-01-10 04:30 | 257 | 211
2019-01-10 05:00 | 265 | 220
2019-01-10 05:30 | 262 | 217
2019-01-10 06:00 | 297 | 259
2019-01-10 06:30 | 368 | 339
2019-01-10 07:00 | 445 | 424
2019-01-10 07:30 | 432 | 410
2019-01-10 08:00 | 416 | 393
2019-01-10 08:30 | 416 | 395
2019-01-10 09:00 | 432 | 412
2019-01-10 09:30 | 488 | 471
2019-01-10 10:00 | 496 | 480
2019-01-10 10:30 | 509 | 493
2019-01-10 11:00 | 513 | 497
2019-01-10 11:30 | 512 | 497
2019-01-10 12:00 | 508 | 493
2019-01-10 12:30 | 514 | 499
2019-01-10 13:00 | 516 | 501
2019-01-10 13:30 | 513 | 499
2019-01-10 14:00 | 531 | 518
2019-01-10 14:30 | 512 | 499
2019-01-10 15:00 | 529 | 516
2019-01-10 15:30 | 517 | 504
2019-01-10 16:00 | 534 | 522
2019-01-10 16:30 | 572 | 561
2019-01-10 17:00 | 597 | 587
2019-01-10 17:30 | 596 | 586
2019-01-10 18:00 | 602 | 593
2019-01-10 18:30 | 589 | 579
2019-01-10 19:00 | 578 | 569
2019-01-10 19:30 | 592 | 583
2019-01-10 20:00 | 579 | 569
2019-01-10 20:30 | 538 | 526
2019-01-10 21:00 | 480 | 465
2019-01-10 21:30 | 471 | 455
2019-01-10 22:00 | 396 | 375
2019-01-10 22:30 | 405 | 383
2019-01-10 23:00 | 388 | 364
2019-01-10 23:30 | 351 | 323
2019-01-11 | 310 | 277
2019-01-11 00:30 | 293 | 254
2019-01-11 01:00 | 303 | 265
2019-01-11 01:30 | 296 | 256
2019-01-11 02:00 | 287 | 247
2019-01-11 02:30 | 282 | 240
2019-01-11 03:00 | 282 | 240
2019-01-11 03:30 | 295 | 254
2019-01-11 04:00 | 306 | 268
2019-01-11 04:30 | 319 | 283
2019-01-11 05:00 | 330 | 295
2019-01-11 05:30 | 330 | 294
2019-01-11 06:00 | 330 | 296
2019-01-11 06:30 | 372 | 344
2019-01-11 07:00 | 406 | 381
2019-01-11 07:30 | 437 | 417
2019-01-11 08:00 | 450 | 430
2019-01-11 08:30 | 474 | 456
2019-01-11 09:00 | 472 | 454
2019-01-11 09:30 | 493 | 476
2019-01-11 10:00 | 558 | 533
2019-01-11 10:30 | 584 | 561
2019-01-11 11:00 | 603 | 582
2019-01-11 11:30 | 622 | 602
2019-01-11 12:00 | 631 | 612
2019-01-11 12:30 | 614 | 593
2019-01-11 13:00 | 613 | 592
2019-01-11 13:30 | 721 | 707
2019-01-11 14:00 | 690 | 674
2019-01-11 14:30 | 650 | 631
2019-01-11 15:00 | 697 | 682
2019-01-11 15:30 | 678 | 661
2019-01-11 16:00 | 633 | 613
2019-01-11 16:30 | 604 | 583
2019-01-11 17:00 | 599 | 578
2019-01-11 17:30 | 595 | 574
2019-01-11 18:00 | 581 | 559
2019-01-11 18:30 | 557 | 533
2019-01-11 19:00 | 554 | 530
2019-01-11 19:30 | 538 | 513
2019-01-11 20:00 | 520 | 493
2019-01-11 20:30 | 486 | 454
2019-01-11 21:00 | 480 | 447
2019-01-11 21:30 | 517 | 488
2019-01-11 22:00 | 447 | 426
2019-01-11 22:30 | 402 | 376
2019-01-11 23:00 | 402 | 375
2019-01-11 23:30 | 337 | 303
2019-01-12 | 322 | 283
2019-01-12 00:30 | 295 | 247
2019-01-12 01:00 | 302 | 255
2019-01-12 01:30 | 310 | 264
2019-01-12 02:00 | 335 | 293
2019-01-12 02:30 | 329 | 285
2019-01-12 03:00 | 362 | 323
2019-01-12 03:30 | 429 | 399
2019-01-12 04:00 | 471 | 444
2019-01-12 04:30 | 475 | 449
2019-01-12 05:00 | 481 | 456
2019-01-12 05:30 | 478 | 452
2019-01-12 06:00 | 475 | 449
2019-01-12 06:30 | 497 | 472
2019-01-12 07:00 | 563 | 544
2019-01-12 07:30 | 578 | 563
2019-01-12 08:00 | 605 | 591
2019-01-12 08:30 | 628 | 616
2019-01-12 09:00 | 607 | 594
2019-01-12 09:30 | 619 | 607
2019-01-12 10:00 | 570 | 554
2019-01-12 10:30 | 591 | 576
2019-01-12 11:00 | 641 | 629
2019-01-12 11:30 | 637 | 625
2019-01-12 12:00 | 657 | 637
2019-01-12 12:30 | 665 | 644
2019-01-12 13:00 | 701 | 683
2019-01-12 13:30 | 713 | 696
2019-01-12 14:00 | 695 | 678
2019-01-12 14:30 | 708 | 691
2019-01-12 15:00 | 657 | 637
2019-01-12 15:30 | 650 | 629
2019-01-12 16:00 | 689 | 671
2019-01-12 16:30 | 692 | 674
2019-01-12 17:00 | 701 | 685
2019-01-12 17:30 | 653 | 634
2019-01-12 18:00 | 625 | 604
2019-01-12 18:30 | 631 | 611
2019-01-12 19:00 | 641 | 623
2019-01-12 19:30 | 617 | 597
2019-01-12 20:00 | 626 | 607
2019-01-12 20:30 | 613 | 592
2019-01-12 21:00 | 576 | 555
2019-01-12 21:30 | 522 | 506
2019-01-12 22:00 | 465 | 444
2019-01-12 22:30 | 397 | 370
2019-01-12 23:00 | 385 | 356
2019-01-12 23:30 | 351 | 317
2019-01-13 | 301 | 259
2019-01-13 00:30 | 282 | 235
2019-01-13 01:00 | 288 | 240
2019-01-13 01:30 | 286 | 238
2019-01-13 02:00 | 287 | 237
2019-01-13 02:30 | 275 | 223
2019-01-13 03:00 | 274 | 222
2019-01-13 03:30 | 295 | 247
2019-01-13 04:00 | 301 | 253
2019-01-13 04:30 | 278 | 226
2019-01-13 05:00 | 277 | 224
2019-01-13 05:30 | 296 | 248
2019-01-13 06:00 | 307 | 260
2019-01-13 06:30 | 322 | 277
2019-01-13 07:00 | 350 | 310
2019-01-13 07:30 | 367 | 331
2019-01-13 08:00 | 388 | 356
2019-01-13 08:30 | 432 | 405
2019-01-13 09:00 | 441 | 415
2019-01-13 09:30 | 434 | 410
2019-01-13 10:00 | 437 | 414
2019-01-13 10:30 | 429 | 404
2019-01-13 11:00 | 427 | 402
2019-01-13 11:30 | 420 | 395
2019-01-13 12:00 | 409 | 383
2019-01-13 12:30 | 405 | 379
2019-01-13 13:00 | 425 | 400
2019-01-13 13:30 | 443 | 421
2019-01-13 14:00 | 480 | 461
2019-01-13 14:30 | 409 | 384
2019-01-13 15:00 | 408 | 384
2019-01-13 15:30 | 470 | 452
2019-01-13 16:00 | 494 | 477
2019-01-13 16:30 | 516 | 502
2019-01-13 17:00 | 519 | 505
2019-01-13 17:30 | 493 | 478
2019-01-13 18:00 | 469 | 452
2019-01-13 18:30 | 486 | 470
2019-01-13 19:00 | 455 | 439
2019-01-13 19:30 | 464 | 448
2019-01-13 20:00 | 485 | 470
2019-01-13 20:30 | 454 | 438
2019-01-13 21:00 | 382 | 360
2019-01-13 21:30 | 365 | 338
2019-01-13 22:00 | 367 | 336
2019-01-13 22:30 | 346 | 312
2019-01-13 23:00 | 339 | 304
2019-01-13 23:30 | 315 | 277
2019-01-14 | 304 | 262
2019-01-14 00:30 | 296 | 250
2019-01-14 01:00 | 297 | 252
2019-01-14 01:30 | 329 | 289
2019-01-14 02:00 | 336 | 297
2019-01-14 02:30 | 340 | 301
2019-01-14 03:00 | 348 | 310
2019-01-14 03:30 | 356 | 320
2019-01-14 04:00 | 376 | 343
2019-01-14 04:30 | 346 | 309
2019-01-14 05:00 | 317 | 276
2019-01-14 05:30 | 311 | 267
2019-01-14 06:00 | 313 | 271
2019-01-14 06:30 | 371 | 338
2019-01-14 07:00 | 432 | 408
2019-01-14 07:30 | 442 | 420
2019-01-14 08:00 | 451 | 429
2019-01-14 08:30 | 476 | 456
2019-01-14 09:00 | 495 | 478
2019-01-14 09:30 | 501 | 484
2019-01-14 10:00 | 555 | 538
2019-01-14 10:30 | 600 | 578
2019-01-14 11:00 | 556 | 530
2019-01-14 11:30 | 550 | 523
2019-01-14 12:00 | 561 | 535
2019-01-14 12:30 | 572 | 548
2019-01-14 13:00 | 540 | 513
2019-01-14 13:30 | 569 | 546
2019-01-14 14:00 | 604 | 583
2019-01-14 14:30 | 608 | 588
2019-01-14 15:00 | 586 | 564
2019-01-14 15:30 | 606 | 585
2019-01-14 16:00 | 632 | 613
2019-01-14 16:30 | 634 | 616
2019-01-14 17:00 | 671 | 655
2019-01-14 17:30 | 631 | 614
2019-01-14 18:00 | 611 | 591
2019-01-14 18:30 | 601 | 581
2019-01-14 19:00 | 608 | 589
2019-01-14 19:30 | 626 | 609
2019-01-14 20:00 | 609 | 591
2019-01-14 20:30 | 573 | 551
2019-01-14 21:00 | 483 | 458
2019-01-14 21:30 | 475 | 457
2019-01-14 22:00 | 434 | 413
2019-01-14 22:30 | 455 | 435
2019-01-14 23:00 | 412 | 386
2019-01-14 23:30 | 373 | 342
2019-01-15 | 375 | 344
2019-01-15 00:30 | 380 | 349
2019-01-15 01:00 | 380 | 348
2019-01-15 01:30 | 364 | 331
2019-01-15 02:00 | 324 | 285
2019-01-15 02:30 | 331 | 293
2019-01-15 03:00 | 315 | 275
2019-01-15 03:30 | 317 | 277
2019-01-15 04:00 | 321 | 282
2019-01-15 04:30 | 333 | 295
2019-01-15 05:00 | 348 | 313
2019-01-15 05:30 | 371 | 339
2019-01-15 06:00 | 400 | 372
2019-01-15 06:30 | 441 | 418
2019-01-15 07:00 | 493 | 475
2019-01-15 07:30 | 489 | 468
2019-01-15 08:00 | 533 | 505
2019-01-15 08:30 | 633 | 613
2019-01-15 09:00 | 580 | 556
2019-01-15 09:30 | 599 | 578
2019-01-15 10:00 | 616 | 598
2019-01-15 10:30 | 631 | 616
2019-01-15 11:00 | 624 | 609
2019-01-15 11:30 | 611 | 601
2019-01-15 12:00 | 622 | 613
2019-01-15 12:30 | 616 | 606
2019-01-15 13:00 | 626 | 617
2019-01-15 13:30 | 640 | 632
2019-01-15 14:00 | 611 | 602
2019-01-15 14:30 | 582 | 571
2019-01-15 15:00 | 605 | 595
2019-01-15 15:30 | 671 | 664
2019-01-15 16:00 | 674 | 668
2019-01-15 16:30 | 622 | 614
2019-01-15 17:00 | 639 | 632
2019-01-15 17:30 | 677 | 671
2019-01-15 18:00 | 693 | 688
2019-01-15 18:30 | 667 | 660
2019-01-15 19:00 | 636 | 629
2019-01-15 19:30 | 638 | 631
2019-01-15 20:00 | 655 | 649
2019-01-15 20:30 | 675 | 669
2019-01-15 21:00 | 600 | 591
2019-01-15 21:30 | 598 | 590
2019-01-15 22:00 | 539 | 527
2019-01-15 22:30 | 538 | 525
2019-01-15 23:00 | 520 | 508
2019-01-15 23:30 | 475 | 459
2019-01-16 | 430 | 410
2019-01-16 00:30 | 394 | 371
2019-01-16 01:00 | 402 | 377
2019-01-16 01:30 | 449 | 427
2019-01-16 02:00 | 447 | 426
2019-01-16 02:30 | 409 | 384
2019-01-16 03:00 | 379 | 352
2019-01-16 03:30 | 389 | 362
2019-01-16 04:00 | 406 | 382
2019-01-16 04:30 | 425 | 402
2019-01-16 05:00 | 422 | 399
2019-01-16 05:30 | 439 | 417
2019-01-16 06:00 | 435 | 412
2019-01-16 06:30 | 519 | 503
2019-01-16 07:00 | 564 | 539
2019-01-16 07:30 | 579 | 555
2019-01-16 08:00 | 566 | 541
2019-01-16 08:30 | 629 | 609
2019-01-16 09:00 | 626 | 606
2019-01-16 09:30 | 600 | 579
2019-01-16 10:00 | 610 | 590
2019-01-16 10:30 | 643 | 626
2019-01-16 11:00 | 645 | 628
2019-01-16 11:30 | 600 | 579
2019-01-16 12:00 | 596 | 576
2019-01-16 12:30 | 619 | 601
2019-01-16 13:00 | 626 | 609
2019-01-16 13:30 | 612 | 593
2019-01-16 14:00 | 632 | 614
2019-01-16 14:30 | 652 | 636
2019-01-16 15:00 | 714 | 702
2019-01-16 15:30 | 742 | 731
2019-01-16 16:00 | 768 | 758
2019-01-16 16:30 | 741 | 731
2019-01-16 17:00 | 697 | 684
2019-01-16 17:30 | 699 | 687
2019-01-16 18:00 | 667 | 659
2019-01-16 18:30 | 626 | 618
2019-01-16 19:00 | 618 | 611
2019-01-16 19:30 | 606 | 598
2019-01-16 20:00 | 616 | 608
2019-01-16 20:30 | 637 | 629
2019-01-16 21:00 | 557 | 544
2019-01-16 21:30 | 464 | 446
2019-01-16 22:00 | 382 | 357
2019-01-16 22:30 | 366 | 338
2019-01-16 23:00 | 397 | 372
2019-01-16 23:30 | 395 | 369
2019-01-17 | 396 | 370
2019-01-17 00:30 | 429 | 406
2019-01-17 01:00 | 413 | 389
2019-01-17 01:30 | 385 | 357
2019-01-17 02:00 | 399 | 372
2019-01-17 02:30 | 355 | 324
2019-01-17 03:00 | 354 | 322
2019-01-17 03:30 | 371 | 341
2019-01-17 04:00 | 347 | 315
2019-01-17 04:30 | 375 | 345
2019-01-17 05:00 | 412 | 386
2019-01-17 05:30 | 454 | 432
2019-01-17 06:00 | 489 | 469
2019-01-17 06:30 | 525 | 508
2019-01-17 07:00 | 609 | 590
2019-01-17 07:30 | 632 | 611
2019-01-17 08:00 | 652 | 633
2019-01-17 08:30 | 674 | 659
2019-01-17 09:00 | 707 | 696
2019-01-17 09:30 | 644 | 629
2019-01-17 10:00 | 624 | 606
2019-01-17 10:30 | 614 | 597
2019-01-17 11:00 | 598 | 580
2019-01-17 11:30 | 588 | 569
2019-01-17 12:00 | 554 | 532
2019-01-17 12:30 | 596 | 578
2019-01-17 13:00 | 605 | 586
2019-01-17 13:30 | 640 | 624
2019-01-17 14:00 | 653 | 638
2019-01-17 14:30 | 641 | 626
2019-01-17 15:00 | 664 | 650
2019-01-17 15:30 | 701 | 688
2019-01-17 16:00 | 734 | 723
2019-01-17 16:30 | 739 | 729
2019-01-17 17:00 | 737 | 727
2019-01-17 17:30 | 700 | 688
2019-01-17 18:00 | 686 | 673
2019-01-17 18:30 | 641 | 627
2019-01-17 19:00 | 612 | 596
2019-01-17 19:30 | 644 | 631
2019-01-17 20:00 | 626 | 611
2019-01-17 20:30 | 616 | 600
2019-01-17 21:00 | 607 | 591
2019-01-17 21:30 | 565 | 546
2019-01-17 22:00 | 488 | 468
2019-01-17 22:30 | 473 | 457
2019-01-17 23:00 | 500 | 487
2019-01-17 23:30 | 486 | 471
2019-01-18 | 470 | 454
2019-01-18 00:30 | 391 | 368
2019-01-18 01:00 | 402 | 379
2019-01-18 01:30 | 375 | 350
2019-01-18 02:00 | 391 | 368
2019-01-18 02:30 | 383 | 359
2019-01-18 03:00 | 415 | 393
2019-01-18 03:30 | 436 | 416
2019-01-18 04:00 | 430 | 409
2019-01-18 04:30 | 416 | 394
2019-01-18 05:00 | 423 | 402
2019-01-18 05:30 | 436 | 416
2019-01-18 06:00 | 464 | 447
2019-01-18 06:30 | 483 | 468
2019-01-18 07:00 | 505 | 492
2019-01-18 07:30 | 508 | 496
2019-01-18 08:00 | 508 | 497
2019-01-18 08:30 | 555 | 546
2019-01-18 09:00 | 548 | 539
2019-01-18 09:30 | 570 | 561
2019-01-18 10:00 | 652 | 639
2019-01-18 10:30 | 608 | 593
2019-01-18 11:00 | 551 | 532
2019-01-18 11:30 | 562 | 543
2019-01-18 12:00 | 539 | 519
2019-01-18 12:30 | 483 | 463
2019-01-18 13:00 | 454 | 441
2019-01-18 13:30 | 465 | 451
2019-01-18 14:00 | 493 | 481
2019-01-18 14:30 | 520 | 510
2019-01-18 15:00 | 526 | 516
2019-01-18 15:30 | 576 | 566
2019-01-18 16:00 | 635 | 621
2019-01-18 16:30 | 621 | 607
2019-01-18 17:00 | 659 | 647
2019-01-18 17:30 | 616 | 602
2019-01-18 18:00 | 601 | 585
2019-01-18 18:30 | 569 | 551
2019-01-18 19:00 | 564 | 546
2019-01-18 19:30 | 573 | 555
2019-01-18 20:00 | 565 | 548
2019-01-18 20:30 | 520 | 505
2019-01-18 21:00 | 524 | 514
2019-01-18 21:30 | 489 | 477
2019-01-18 22:00 | 455 | 441
2019-01-18 22:30 | 390 | 373
2019-01-18 23:00 | 383 | 365
2019-01-18 23:30 | 369 | 349
2019-01-19 | 358 | 336
2019-01-19 00:30 | 324 | 298
2019-01-19 01:00 | 314 | 286
2019-01-19 01:30 | 306 | 276
2019-01-19 02:00 | 298 | 266
2019-01-19 02:30 | 285 | 249
2019-01-19 03:00 | 286 | 250
2019-01-19 03:30 | 297 | 261
2019-01-19 04:00 | 292 | 255
2019-01-19 04:30 | 286 | 249
2019-01-19 05:00 | 286 | 249
2019-01-19 05:30 | 311 | 277
2019-01-19 06:00 | 336 | 306
2019-01-19 06:30 | 346 | 317
2019-01-19 07:00 | 363 | 336
2019-01-19 07:30 | 386 | 362
2019-01-19 08:00 | 419 | 398
2019-01-19 08:30 | 442 | 425
2019-01-19 09:00 | 481 | 466
2019-01-19 09:30 | 496 | 482
2019-01-19 10:00 | 499 | 484
2019-01-19 10:30 | 513 | 499
2019-01-19 11:00 | 515 | 500
2019-01-19 11:30 | 486 | 469
2019-01-19 12:00 | 496 | 480
2019-01-19 12:30 | 498 | 482
2019-01-19 13:00 | 495 | 479
2019-01-19 13:30 | 473 | 456
2019-01-19 14:00 | 481 | 465
2019-01-19 14:30 | 489 | 474
2019-01-19 15:00 | 502 | 487
2019-01-19 15:30 | 498 | 484
2019-01-19 16:00 | 504 | 490
2019-01-19 16:30 | 489 | 475
2019-01-19 17:00 | 474 | 459
2019-01-19 17:30 | 489 | 474
2019-01-19 18:00 | 476 | 461
2019-01-19 18:30 | 444 | 427
2019-01-19 19:00 | 422 | 405
2019-01-19 19:30 | 409 | 391
2019-01-19 20:00 | 380 | 360
2019-01-19 20:30 | 354 | 333
2019-01-19 21:00 | 354 | 332
2019-01-19 21:30 | 389 | 369
2019-01-19 22:00 | 375 | 355
2019-01-19 22:30 | 353 | 330
2019-01-19 23:00 | 346 | 323
2019-01-19 23:30 | 357 | 334
2019-01-20 | 339 | 312
2019-01-20 00:30 | 301 | 265
2019-01-20 01:00 | 280 | 239
2019-01-20 01:30 | 263 | 221
2019-01-20 02:00 | 245 | 199
2019-01-20 02:30 | 250 | 205
2019-01-20 03:00 | 254 | 208
2019-01-20 03:30 | 264 | 219
2019-01-20 04:00 | 278 | 235
2019-01-20 04:30 | 276 | 232
2019-01-20 05:00 | 279 | 236
2019-01-20 05:30 | 287 | 246
2019-01-20 06:00 | 293 | 252
2019-01-20 06:30 | 286 | 244
2019-01-20 07:00 | 328 | 291
2019-01-20 07:30 | 335 | 300
2019-01-20 08:00 | 346 | 312
2019-01-20 08:30 | 369 | 339
2019-01-20 09:00 | 358 | 328
2019-01-20 09:30 | 358 | 327
2019-01-20 10:00 | 374 | 343
2019-01-20 10:30 | 424 | 399
2019-01-20 11:00 | 427 | 403
2019-01-20 11:30 | 454 | 434
2019-01-20 12:00 | 459 | 440
2019-01-20 12:30 | 484 | 467
2019-01-20 13:00 | 507 | 492
2019-01-20 13:30 | 541 | 519
2019-01-20 14:00 | 554 | 531
2019-01-20 14:30 | 556 | 532
2019-01-20 15:00 | 549 | 526
2019-01-20 15:30 | 551 | 528
2019-01-20 16:00 | 589 | 569
2019-01-20 16:30 | 610 | 591
2019-01-20 17:00 | 617 | 599
2019-01-20 17:30 | 608 | 590
2019-01-20 18:00 | 602 | 584
2019-01-20 18:30 | 591 | 573
2019-01-20 19:00 | 559 | 538
2019-01-20 19:30 | 555 | 535
2019-01-20 20:00 | 546 | 525
2019-01-20 20:30 | 460 | 431
2019-01-20 21:00 | 402 | 373
2019-01-20 21:30 | 379 | 358
2019-01-20 22:00 | 375 | 354
2019-01-20 22:30 | 401 | 381
2019-01-20 23:00 | 384 | 363
2019-01-20 23:30 | 377 | 354
2019-01-21 | 352 | 325
2019-01-21 00:30 | 340 | 311
2019-01-21 01:00 | 330 | 300
2019-01-21 01:30 | 306 | 272
2019-01-21 02:00 | 299 | 262
2019-01-21 02:30 | 306 | 268
2019-01-21 03:00 | 307 | 270
2019-01-21 03:30 | 310 | 273
2019-01-21 04:00 | 322 | 287
2019-01-21 04:30 | 319 | 284
2019-01-21 05:00 | 335 | 302
2019-01-21 05:30 | 356 | 327
2019-01-21 06:00 | 386 | 359
2019-01-21 06:30 | 414 | 391
2019-01-21 07:00 | 454 | 436
2019-01-21 07:30 | 506 | 493
2019-01-21 08:00 | 564 | 551
2019-01-21 08:30 | 601 | 582
2019-01-21 09:00 | 608 | 591
2019-01-21 09:30 | 600 | 582
2019-01-21 10:00 | 615 | 598
2019-01-21 10:30 | 616 | 599
2019-01-21 11:00 | 610 | 593
2019-01-21 11:30 | 608 | 590
2019-01-21 12:00 | 572 | 552
2019-01-21 12:30 | 555 | 534
2019-01-21 13:00 | 596 | 579
2019-01-21 13:30 | 677 | 664
2019-01-21 14:00 | 658 | 644
2019-01-21 14:30 | 637 | 622
2019-01-21 15:00 | 674 | 661
2019-01-21 15:30 | 651 | 637
2019-01-21 16:00 | 670 | 659
2019-01-21 16:30 | 680 | 670
2019-01-21 17:00 | 638 | 626
2019-01-21 17:30 | 636 | 625
2019-01-21 18:00 | 603 | 589
2019-01-21 18:30 | 539 | 522
2019-01-21 19:00 | 572 | 557
2019-01-21 19:30 | 539 | 523
2019-01-21 20:00 | 519 | 501
2019-01-21 20:30 | 472 | 451
2019-01-21 21:00 | 430 | 418
2019-01-21 21:30 | 428 | 413
2019-01-21 22:00 | 389 | 368
2019-01-21 22:30 | 381 | 358
2019-01-21 23:00 | 385 | 363
2019-01-21 23:30 | 365 | 340
2019-01-22 | 337 | 309
2019-01-22 00:30 | 303 | 270
2019-01-22 01:00 | 333 | 302
2019-01-22 01:30 | 323 | 290
2019-01-22 02:00 | 297 | 261
2019-01-22 02:30 | 311 | 276
2019-01-22 03:00 | 314 | 279
2019-01-22 03:30 | 321 | 287
2019-01-22 04:00 | 334 | 302
2019-01-22 04:30 | 335 | 302
2019-01-22 05:00 | 333 | 300
2019-01-22 05:30 | 368 | 340
2019-01-22 06:00 | 419 | 395
2019-01-22 06:30 | 459 | 439
2019-01-22 07:00 | 472 | 453
2019-01-22 07:30 | 447 | 429
2019-01-22 08:00 | 481 | 465
2019-01-22 08:30 | 542 | 523
2019-01-22 09:00 | 564 | 542
2019-01-22 09:30 | 630 | 613
2019-01-22 10:00 | 649 | 634
2019-01-22 10:30 | 661 | 647
2019-01-22 11:00 | 641 | 627
2019-01-22 11:30 | 628 | 613
2019-01-22 12:00 | 656 | 643
2019-01-22 12:30 | 652 | 640
2019-01-22 13:00 | 622 | 608
2019-01-22 13:30 | 674 | 663
2019-01-22 14:00 | 709 | 699
2019-01-22 14:30 | 735 | 725
2019-01-22 15:00 | 712 | 700
2019-01-22 15:30 | 708 | 696
2019-01-22 16:00 | 715 | 704
2019-01-22 16:30 | 726 | 716
2019-01-22 17:00 | 725 | 715
2019-01-22 17:30 | 706 | 696
2019-01-22 18:00 | 699 | 689
2019-01-22 18:30 | 640 | 629
2019-01-22 19:00 | 605 | 592
2019-01-22 19:30 | 576 | 561
2019-01-22 20:00 | 535 | 520
2019-01-22 20:30 | 501 | 490
2019-01-22 21:00 | 495 | 483
2019-01-22 21:30 | 461 | 446
2019-01-22 22:00 | 410 | 393
2019-01-22 22:30 | 377 | 356
2019-01-22 23:00 | 365 | 339
2019-01-22 23:30 | 358 | 330
2019-01-23 | 367 | 338
2019-01-23 00:30 | 369 | 339
2019-01-23 01:00 | 329 | 295
2019-01-23 01:30 | 316 | 280
2019-01-23 02:00 | 327 | 292
2019-01-23 02:30 | 333 | 299
2019-01-23 03:00 | 337 | 303
2019-01-23 03:30 | 337 | 303
2019-01-23 04:00 | 340 | 306
2019-01-23 04:30 | 367 | 338
2019-01-23 05:00 | 383 | 355
2019-01-23 05:30 | 435 | 414
2019-01-23 06:00 | 416 | 394
2019-01-23 06:30 | 422 | 401
2019-01-23 07:00 | 473 | 456
2019-01-23 07:30 | 464 | 446
2019-01-23 08:00 | 505 | 477
2019-01-23 08:30 | 565 | 544
2019-01-23 09:00 | 586 | 567
2019-01-23 09:30 | 625 | 609
2019-01-23 10:00 | 618 | 602
2019-01-23 10:30 | 667 | 652
2019-01-23 11:00 | 659 | 643
2019-01-23 11:30 | 685 | 670
2019-01-23 12:00 | 745 | 734
2019-01-23 12:30 | 759 | 749
2019-01-23 13:00 | 720 | 708
2019-01-23 13:30 | 728 | 716
2019-01-23 14:00 | 740 | 730
2019-01-23 14:30 | 729 | 718
2019-01-23 15:00 | 726 | 714
2019-01-23 15:30 | 767 | 758
2019-01-23 16:00 | 623 | 605
2019-01-23 16:30 | 589 | 571
2019-01-23 17:00 | 592 | 574
2019-01-23 17:30 | 584 | 566
2019-01-23 18:00 | 609 | 593
2019-01-23 18:30 | 588 | 571
2019-01-23 19:00 | 573 | 555
2019-01-23 19:30 | 594 | 578
2019-01-23 20:00 | 614 | 599
2019-01-23 20:30 | 600 | 583
2019-01-23 21:00 | 514 | 500
2019-01-23 21:30 | 526 | 513
2019-01-23 22:00 | 509 | 494
2019-01-23 22:30 | 464 | 445
2019-01-23 23:00 | 441 | 420
2019-01-23 23:30 | 406 | 381
2019-01-24 | 379 | 351
2019-01-24 00:30 | 371 | 342
2019-01-24 01:00 | 361 | 330
2019-01-24 01:30 | 357 | 326
2019-01-24 02:00 | 353 | 321
2019-01-24 02:30 | 357 | 326
2019-01-24 03:00 | 336 | 302
2019-01-24 03:30 | 335 | 301
2019-01-24 04:00 | 320 | 284
2019-01-24 04:30 | 327 | 292
2019-01-24 05:00 | 325 | 289
2019-01-24 05:30 | 354 | 322
2019-01-24 06:00 | 390 | 363
2019-01-24 06:30 | 423 | 400
2019-01-24 07:00 | 437 | 415
2019-01-24 07:30 | 443 | 423
2019-01-24 08:00 | 472 | 456
2019-01-24 08:30 | 498 | 476
2019-01-24 09:00 | 539 | 515
2019-01-24 09:30 | 528 | 503
2019-01-24 10:00 | 568 | 546
2019-01-24 10:30 | 592 | 572
2019-01-24 11:00 | 583 | 563
2019-01-24 11:30 | 560 | 537
2019-01-24 12:00 | 585 | 566
2019-01-24 12:30 | 600 | 581
2019-01-24 13:00 | 630 | 613
2019-01-24 13:30 | 629 | 611
2019-01-24 14:00 | 689 | 674
2019-01-24 14:30 | 674 | 659
2019-01-24 15:00 | 699 | 686
2019-01-24 15:30 | 645 | 629
2019-01-24 16:00 | 700 | 687
2019-01-24 16:30 | 701 | 688
2019-01-24 17:00 | 691 | 678
2019-01-24 17:30 | 649 | 633
2019-01-24 18:00 | 593 | 574
2019-01-24 18:30 | 559 | 537
2019-01-24 19:00 | 580 | 561
2019-01-24 19:30 | 590 | 570
2019-01-24 20:00 | 585 | 564
2019-01-24 20:30 | 548 | 524
2019-01-24 21:00 | 547 | 523
2019-01-24 21:30 | 554 | 529
2019-01-24 22:00 | 458 | 437
2019-01-24 22:30 | 388 | 363
2019-01-24 23:00 | 373 | 345
2019-01-24 23:30 | 352 | 321
2019-01-25 | 330 | 297
2019-01-25 00:30 | 313 | 276
2019-01-25 01:00 | 324 | 289
2019-01-25 01:30 | 328 | 293
2019-01-25 02:00 | 314 | 276
2019-01-25 02:30 | 322 | 285
2019-01-25 03:00 | 321 | 285
2019-01-25 03:30 | 331 | 295
2019-01-25 04:00 | 320 | 284
2019-01-25 04:30 | 309 | 271
2019-01-25 05:00 | 303 | 265
2019-01-25 05:30 | 321 | 284
2019-01-25 06:00 | 351 | 319
2019-01-25 06:30 | 365 | 334
2019-01-25 07:00 | 411 | 388
2019-01-25 07:30 | 434 | 414
2019-01-25 08:00 | 461 | 444
2019-01-25 08:30 | 509 | 495
2019-01-25 09:00 | 506 | 493
2019-01-25 09:30 | 490 | 477
2019-01-25 10:00 | 506 | 493
2019-01-25 10:30 | 519 | 507
2019-01-25 11:00 | 584 | 568
2019-01-25 11:30 | 604 | 587
2019-01-25 12:00 | 607 | 589
2019-01-25 12:30 | 647 | 633
2019-01-25 13:00 | 589 | 575
2019-01-25 13:30 | 559 | 549
2019-01-25 14:00 | 600 | 588
2019-01-25 14:30 | 685 | 673
2019-01-25 15:00 | 685 | 674
2019-01-25 15:30 | 708 | 697
2019-01-25 16:00 | 727 | 718
2019-01-25 16:30 | 744 | 735
2019-01-25 17:00 | 748 | 739
2019-01-25 17:30 | 687 | 679
2019-01-25 18:00 | 630 | 624
2019-01-25 18:30 | 634 | 628
2019-01-25 19:00 | 625 | 619
2019-01-25 19:30 | 597 | 590
2019-01-25 20:00 | 598 | 591
2019-01-25 20:30 | 550 | 539
2019-01-25 21:00 | 550 | 538
2019-01-25 21:30 | 477 | 461
2019-01-25 22:00 | 439 | 421
2019-01-25 22:30 | 430 | 409
2019-01-25 23:00 | 394 | 370
2019-01-25 23:30 | 391 | 366
2019-01-26 | 361 | 333
2019-01-26 00:30 | 322 | 287
2019-01-26 01:00 | 329 | 296
2019-01-26 01:30 | 327 | 293
2019-01-26 02:00 | 306 | 269
2019-01-26 02:30 | 305 | 268
2019-01-26 03:00 | 310 | 273
2019-01-26 03:30 | 303 | 265
2019-01-26 04:00 | 298 | 258
2019-01-26 04:30 | 302 | 265
2019-01-26 05:00 | 293 | 254
2019-01-26 05:30 | 305 | 267
2019-01-26 06:00 | 320 | 284
2019-01-26 06:30 | 345 | 313
2019-01-26 07:00 | 362 | 332
2019-01-26 07:30 | 392 | 367
2019-01-26 08:00 | 429 | 408
2019-01-26 08:30 | 426 | 404
2019-01-26 09:00 | 433 | 412
2019-01-26 09:30 | 431 | 410
2019-01-26 10:00 | 439 | 419
2019-01-26 10:30 | 479 | 462
2019-01-26 11:00 | 470 | 453
2019-01-26 11:30 | 469 | 450
2019-01-26 12:00 | 466 | 448
2019-01-26 12:30 | 475 | 458
2019-01-26 13:00 | 478 | 460
2019-01-26 13:30 | 461 | 443
2019-01-26 14:00 | 452 | 433
2019-01-26 14:30 | 474 | 457
2019-01-26 15:00 | 502 | 486
2019-01-26 15:30 | 523 | 508
2019-01-26 16:00 | 535 | 522
2019-01-26 16:30 | 536 | 523
2019-01-26 17:00 | 525 | 513
2019-01-26 17:30 | 526 | 515
2019-01-26 18:00 | 502 | 490
2019-01-26 18:30 | 484 | 471
2019-01-26 19:00 | 476 | 463
2019-01-26 19:30 | 476 | 464
2019-01-26 20:00 | 473 | 461
2019-01-26 20:30 | 466 | 453
2019-01-26 21:00 | 418 | 403
2019-01-26 21:30 | 412 | 391
2019-01-26 22:00 | 393 | 368
2019-01-26 22:30 | 394 | 369
2019-01-26 23:00 | 384 | 359
2019-01-26 23:30 | 348 | 319
2019-01-27 | 313 | 279
2019-01-27 00:30 | 318 | 285
2019-01-27 01:00 | 337 | 305
2019-01-27 01:30 | 325 | 292
2019-01-27 02:00 | 311 | 274
2019-01-27 02:30 | 320 | 284
2019-01-27 03:00 | 304 | 266
2019-01-27 03:30 | 311 | 273
2019-01-27 04:00 | 317 | 279
2019-01-27 04:30 | 314 | 276
2019-01-27 05:00 | 339 | 304
2019-01-27 05:30 | 361 | 329
2019-01-27 06:00 | 371 | 340
2019-01-27 06:30 | 392 | 363
2019-01-27 07:00 | 404 | 376
2019-01-27 07:30 | 406 | 379
2019-01-27 08:00 | 402 | 374
2019-01-27 08:30 | 395 | 368
2019-01-27 09:00 | 409 | 383
2019-01-27 09:30 | 407 | 381
2019-01-27 10:00 | 414 | 387
2019-01-27 10:30 | 412 | 386
2019-01-27 11:00 | 418 | 393
2019-01-27 11:30 | 430 | 408
2019-01-27 12:00 | 404 | 380
2019-01-27 12:30 | 413 | 389
2019-01-27 13:00 | 416 | 393
2019-01-27 13:30 | 428 | 406
2019-01-27 14:00 | 423 | 401
2019-01-27 14:30 | 439 | 418
2019-01-27 15:00 | 460 | 441
2019-01-27 15:30 | 482 | 465
2019-01-27 16:00 | 474 | 456
2019-01-27 16:30 | 468 | 450
2019-01-27 17:00 | 500 | 484
2019-01-27 17:30 | 493 | 479
2019-01-27 18:00 | 474 | 458
2019-01-27 18:30 | 467 | 451
2019-01-27 19:00 | 456 | 441
2019-01-27 19:30 | 453 | 437
2019-01-27 20:00 | 460 | 445
2019-01-27 20:30 | 443 | 427
2019-01-27 21:00 | 405 | 386
2019-01-27 21:30 | 396 | 376
2019-01-27 22:00 | 381 | 359
2019-01-27 22:30 | 373 | 350
2019-01-27 23:00 | 376 | 353
2019-01-27 23:30 | 376 | 348
2019-01-28 | 360 | 330
2019-01-28 00:30 | 336 | 302
2019-01-28 01:00 | 317 | 280
2019-01-28 01:30 | 312 | 275
2019-01-28 02:00 | 296 | 256
2019-01-28 02:30 | 298 | 253
2019-01-28 03:00 | 304 | 261
2019-01-28 03:30 | 295 | 250
2019-01-28 04:00 | 303 | 260
2019-01-28 04:30 | 305 | 262
2019-01-28 05:00 | 316 | 275
2019-01-28 05:30 | 328 | 289
2019-01-28 06:00 | 352 | 316
2019-01-28 06:30 | 374 | 341
2019-01-28 07:00 | 369 | 335
2019-01-28 07:30 | 375 | 343
2019-01-28 08:00 | 374 | 341
2019-01-28 08:30 | 382 | 350
2019-01-28 09:00 | 371 | 338
2019-01-28 09:30 | 343 | 312
2019-01-28 10:00 | 327 | 293
2019-01-28 10:30 | 336 | 304
2019-01-28 11:00 | 344 | 313
2019-01-28 11:30 | 385 | 358
2019-01-28 12:00 | 377 | 350
2019-01-28 12:30 | 357 | 328
2019-01-28 13:00 | 411 | 386
2019-01-28 13:30 | 434 | 412
2019-01-28 14:00 | 454 | 434
2019-01-28 14:30 | 472 | 453
2019-01-28 15:00 | 540 | 519
2019-01-28 15:30 | 591 | 570
2019-01-28 16:00 | 629 | 611
2019-01-28 16:30 | 589 | 569
2019-01-28 17:00 | 559 | 536
2019-01-28 17:30 | 557 | 535
2019-01-28 18:00 | 559 | 537
2019-01-28 18:30 | 559 | 537
2019-01-28 19:00 | 546 | 523
2019-01-28 19:30 | 523 | 498
2019-01-28 20:00 | 491 | 462
2019-01-28 20:30 | 447 | 423
2019-01-28 21:00 | 427 | 407
2019-01-28 21:30 | 435 | 415
2019-01-28 22:00 | 381 | 357
2019-01-28 22:30 | 351 | 323
2019-01-28 23:00 | 328 | 298
2019-01-28 23:30 | 326 | 295
2019-01-29 | 322 | 290
2019-01-29 00:30 | 352 | 323
2019-01-29 01:00 | 372 | 342
2019-01-29 01:30 | 377 | 346
2019-01-29 02:00 | 346 | 311
2019-01-29 02:30 | 351 | 316
2019-01-29 03:00 | 352 | 317
2019-01-29 03:30 | 322 | 283
2019-01-29 04:00 | 326 | 286
2019-01-29 04:30 | 322 | 283
2019-01-29 05:00 | 327 | 289
2019-01-29 05:30 | 348 | 313
2019-01-29 06:00 | 385 | 355
2019-01-29 06:30 | 407 | 381
2019-01-29 07:00 | 482 | 464
2019-01-29 07:30 | 435 | 416
2019-01-29 08:00 | 437 | 419
2019-01-29 08:30 | 447 | 431
2019-01-29 09:00 | 427 | 409
2019-01-29 09:30 | 470 | 455
2019-01-29 10:00 | 474 | 459
2019-01-29 10:30 | 488 | 474
2019-01-29 11:00 | 508 | 495
2019-01-29 11:30 | 539 | 517
2019-01-29 12:00 | 528 | 506
2019-01-29 12:30 | 538 | 516
2019-01-29 13:00 | 548 | 528
2019-01-29 13:30 | 547 | 527
2019-01-29 14:00 | 562 | 543
2019-01-29 14:30 | 548 | 528
2019-01-29 15:00 | 524 | 502
2019-01-29 15:30 | 571 | 553
2019-01-29 16:00 | 572 | 553
2019-01-29 16:30 | 623 | 609
2019-01-29 17:00 | 668 | 655
2019-01-29 17:30 | 665 | 652
2019-01-29 18:00 | 653 | 639
2019-01-29 18:30 | 629 | 614
2019-01-29 19:00 | 626 | 611
2019-01-29 19:30 | 591 | 574
2019-01-29 20:00 | 568 | 550
2019-01-29 20:30 | 572 | 554
2019-01-29 21:00 | 531 | 512
2019-01-29 21:30 | 460 | 446
2019-01-29 22:00 | 421 | 403
2019-01-29 22:30 | 405 | 384
2019-01-29 23:00 | 426 | 405
2019-01-29 23:30 | 403 | 380
2019-01-30 | 378 | 352
2019-01-30 00:30 | 331 | 295
2019-01-30 01:00 | 352 | 320
2019-01-30 01:30 | 361 | 329
2019-01-30 02:00 | 360 | 328
2019-01-30 02:30 | 352 | 319
2019-01-30 03:00 | 333 | 298
2019-01-30 03:30 | 335 | 300
2019-01-30 04:00 | 351 | 317
2019-01-30 04:30 | 323 | 286
2019-01-30 05:00 | 318 | 280
2019-01-30 05:30 | 345 | 311
2019-01-30 06:00 | 368 | 340
2019-01-30 06:30 | 428 | 407
2019-01-30 07:00 | 433 | 414
2019-01-30 07:30 | 402 | 382
2019-01-30 08:00 | 432 | 414
2019-01-30 08:30 | 462 | 447
2019-01-30 09:00 | 441 | 425
2019-01-30 09:30 | 450 | 435
2019-01-30 10:00 | 444 | 428
2019-01-30 10:30 | 422 | 405
2019-01-30 11:00 | 446 | 431
2019-01-30 11:30 | 460 | 446
2019-01-30 12:00 | 495 | 483
2019-01-30 12:30 | 517 | 497
2019-01-30 13:00 | 509 | 485
2019-01-30 13:30 | 538 | 517
2019-01-30 14:00 | 562 | 543
2019-01-30 14:30 | 585 | 567
2019-01-30 15:00 | 628 | 614
2019-01-30 15:30 | 660 | 648
2019-01-30 16:00 | 666 | 653
2019-01-30 16:30 | 619 | 604
2019-01-30 17:00 | 644 | 631
2019-01-30 17:30 | 675 | 665
2019-01-30 18:00 | 609 | 594
2019-01-30 18:30 | 574 | 558
2019-01-30 19:00 | 611 | 597
2019-01-30 19:30 | 617 | 604
2019-01-30 20:00 | 532 | 513
2019-01-30 20:30 | 496 | 477
2019-01-30 21:00 | 463 | 451
2019-01-30 21:30 | 454 | 441
2019-01-30 22:00 | 445 | 432
2019-01-30 22:30 | 429 | 411
2019-01-30 23:00 | 422 | 402
2019-01-30 23:30 | 398 | 375
2019-01-31 | 382 | 358
2019-01-31 00:30 | 361 | 334
2019-01-31 01:00 | 361 | 334
2019-01-31 01:30 | 350 | 322
2019-01-31 02:00 | 357 | 327
2019-01-31 02:30 | 382 | 355
2019-01-31 03:00 | 414 | 388
2019-01-31 03:30 | 415 | 391
2019-01-31 04:00 | 418 | 394
2019-01-31 04:30 | 423 | 399
2019-01-31 05:00 | 419 | 395
2019-01-31 05:30 | 454 | 433
2019-01-31 06:00 | 486 | 468
2019-01-31 06:30 | 507 | 482
2019-01-31 07:00 | 605 | 585
2019-01-31 07:30 | 542 | 518
2019-01-31 08:00 | 516 | 489
2019-01-31 08:30 | 531 | 507
2019-01-31 09:00 | 505 | 478
2019-01-31 09:30 | 471 | 441
2019-01-31 10:00 | 504 | 479
2019-01-31 10:30 | 535 | 513
2019-01-31 11:00 | 530 | 507
2019-01-31 11:30 | 541 | 518
2019-01-31 12:00 | 559 | 537
2019-01-31 12:30 | 586 | 567
2019-01-31 13:00 | 559 | 539
2019-01-31 13:30 | 591 | 572
2019-01-31 14:00 | 621 | 609
2019-01-31 14:30 | 615 | 605
2019-01-31 15:00 | 637 | 631
2019-01-31 15:30 | 667 | 661
2019-01-31 16:00 | 698 | 694
2019-01-31 16:30 | 743 | 741
2019-01-31 17:00 | 707 | 703
2019-01-31 17:30 | 665 | 661
2019-01-31 18:00 | 641 | 636
2019-01-31 18:30 | 608 | 602
2019-01-31 19:00 | 623 | 618
2019-01-31 19:30 | 618 | 613
2019-01-31 20:00 | 599 | 593
2019-01-31 20:30 | 530 | 521
2019-01-31 21:00 | 492 | 481
2019-01-31 21:30 | 493 | 481
2019-01-31 22:00 | 452 | 438
2019-01-31 22:30 | 377 | 356
2019-01-31 23:00 | 379 | 356
2019-01-31 23:30 | 383 | 360
2019-02-01 | 360 | 334
2019-02-01 00:30 | 342 | 310
2019-02-01 01:00 | 347 | 314
2019-02-01 01:30 | 375 | 346
2019-02-01 02:00 | 371 | 342
2019-02-01 02:30 | 366 | 336
2019-02-01 03:00 | 372 | 342
2019-02-01 03:30 | 399 | 373
2019-02-01 04:00 | 445 | 422
2019-02-01 04:30 | 421 | 396
2019-02-01 05:00 | 417 | 392
2019-02-01 05:30 | 429 | 406
2019-02-01 06:00 | 425 | 401
2019-02-01 06:30 | 403 | 378
2019-02-01 07:00 | 399 | 374
2019-02-01 07:30 | 397 | 373
2019-02-01 08:00 | 391 | 369
2019-02-01 08:30 | 399 | 377
2019-02-01 09:00 | 426 | 406
2019-02-01 09:30 | 436 | 419
2019-02-01 10:00 | 491 | 476
2019-02-01 10:30 | 503 | 489
2019-02-01 11:00 | 464 | 447
2019-02-01 11:30 | 462 | 445
2019-02-01 12:00 | 516 | 503
2019-02-01 12:30 | 496 | 482
2019-02-01 13:00 | 514 | 501
2019-02-01 13:30 | 550 | 540
2019-02-01 14:00 | 555 | 545
2019-02-01 14:30 | 528 | 516
2019-02-01 15:00 | 541 | 530
2019-02-01 15:30 | 600 | 586
2019-02-01 16:00 | 600 | 589
2019-02-01 16:30 | 592 | 583
2019-02-01 17:00 | 593 | 583
2019-02-01 17:30 | 555 | 544
2019-02-01 18:00 | 531 | 520
2019-02-01 18:30 | 517 | 506
2019-02-01 19:00 | 518 | 506
2019-02-01 19:30 | 504 | 493
2019-02-01 20:00 | 497 | 485
2019-02-01 20:30 | 464 | 449
2019-02-01 21:00 | 413 | 394
2019-02-01 21:30 | 391 | 370
2019-02-01 22:00 | 374 | 351
2019-02-01 22:30 | 375 | 351
2019-02-01 23:00 | 374 | 349
2019-02-01 23:30 | 386 | 362
2019-02-02 | 345 | 316
2019-02-02 00:30 | 314 | 281
2019-02-02 01:00 | 329 | 296
2019-02-02 01:30 | 359 | 328
2019-02-02 02:00 | 351 | 318
2019-02-02 02:30 | 352 | 320
2019-02-02 03:00 | 352 | 319
2019-02-02 03:30 | 346 | 312
2019-02-02 04:00 | 360 | 327
2019-02-02 04:30 | 369 | 338
2019-02-02 05:00 | 357 | 324
2019-02-02 05:30 | 356 | 323
2019-02-02 06:00 | 364 | 331
2019-02-02 06:30 | 347 | 314
2019-02-02 07:00 | 351 | 318
2019-02-02 07:30 | 377 | 347
2019-02-02 08:00 | 376 | 346
2019-02-02 08:30 | 356 | 324
2019-02-02 09:00 | 368 | 338
2019-02-02 09:30 | 452 | 430
2019-02-02 10:00 | 470 | 449
2019-02-02 10:30 | 475 | 454
2019-02-02 11:00 | 522 | 496
2019-02-02 11:30 | 511 | 479
2019-02-02 12:00 | 493 | 459
2019-02-02 12:30 | 491 | 456
2019-02-02 13:00 | 488 | 453
2019-02-02 13:30 | 495 | 461
2019-02-02 14:00 | 486 | 452
2019-02-02 14:30 | 472 | 436
2019-02-02 15:00 | 464 | 439
2019-02-02 15:30 | 486 | 467
2019-02-02 16:00 | 459 | 438
2019-02-02 16:30 | 470 | 450
2019-02-02 17:00 | 427 | 404
2019-02-02 17:30 | 426 | 403
2019-02-02 18:00 | 435 | 413
2019-02-02 18:30 | 421 | 399
2019-02-02 19:00 | 392 | 368
2019-02-02 19:30 | 380 | 354
2019-02-02 20:00 | 396 | 371
2019-02-02 20:30 | 379 | 352
2019-02-02 21:00 | 334 | 301
2019-02-02 21:30 | 394 | 368
2019-02-02 22:00 | 333 | 299
2019-02-02 22:30 | 348 | 315
2019-02-02 23:00 | 327 | 293
2019-02-02 23:30 | 310 | 272
2019-02-03 | 292 | 252
2019-02-03 00:30 | 320 | 283
2019-02-03 01:00 | 334 | 299
2019-02-03 01:30 | 306 | 267
2019-02-03 02:00 | 298 | 258
2019-02-03 02:30 | 305 | 266
2019-02-03 03:00 | 330 | 295
2019-02-03 03:30 | 327 | 291
2019-02-03 04:00 | 332 | 296
2019-02-03 04:30 | 304 | 264
2019-02-03 05:00 | 292 | 250
2019-02-03 05:30 | 299 | 258
2019-02-03 06:00 | 301 | 256
2019-02-03 06:30 | 298 | 254
2019-02-03 07:00 | 314 | 271
2019-02-03 07:30 | 328 | 291
2019-02-03 08:00 | 330 | 294
2019-02-03 08:30 | 351 | 317
2019-02-03 09:00 | 354 | 321
2019-02-03 09:30 | 387 | 361
2019-02-03 10:00 | 424 | 401
2019-02-03 10:30 | 387 | 361
2019-02-03 11:00 | 385 | 357
2019-02-03 11:30 | 406 | 381
2019-02-03 12:00 | 382 | 354
2019-02-03 12:30 | 398 | 371
2019-02-03 13:00 | 387 | 360
2019-02-03 13:30 | 383 | 356
2019-02-03 14:00 | 390 | 363
2019-02-03 14:30 | 395 | 369
2019-02-03 15:00 | 415 | 391
2019-02-03 15:30 | 435 | 413
2019-02-03 16:00 | 458 | 438
2019-02-03 16:30 | 485 | 468
2019-02-03 17:00 | 487 | 471
2019-02-03 17:30 | 476 | 461
2019-02-03 18:00 | 436 | 418
2019-02-03 18:30 | 406 | 387
2019-02-03 19:00 | 455 | 439
2019-02-03 19:30 | 484 | 469
2019-02-03 20:00 | 471 | 456
2019-02-03 20:30 | 419 | 400
2019-02-03 21:00 | 401 | 380
2019-02-03 21:30 | 426 | 407
2019-02-03 22:00 | 393 | 371
2019-02-03 22:30 | 371 | 345
2019-02-03 23:00 | 357 | 329
2019-02-03 23:30 | 345 | 315
2019-02-04 | 332 | 300
2019-02-04 00:30 | 340 | 307
2019-02-04 01:00 | 336 | 302
2019-02-04 01:30 | 327 | 292
2019-02-04 02:00 | 332 | 297
2019-02-04 02:30 | 338 | 305
2019-02-04 03:00 | 320 | 284
2019-02-04 03:30 | 337 | 303
2019-02-04 04:00 | 331 | 296
2019-02-04 04:30 | 334 | 299
2019-02-04 05:00 | 361 | 330
2019-02-04 05:30 | 396 | 369
2019-02-04 06:00 | 395 | 367
2019-02-04 06:30 | 381 | 354
2019-02-04 07:00 | 415 | 393
2019-02-04 07:30 | 413 | 391
2019-02-04 08:00 | 417 | 397
2019-02-04 08:30 | 430 | 411
2019-02-04 09:00 | 449 | 432
2019-02-04 09:30 | 442 | 424
2019-02-04 10:00 | 465 | 449
2019-02-04 10:30 | 477 | 462
2019-02-04 11:00 | 491 | 479
2019-02-04 11:30 | 495 | 482
2019-02-04 12:00 | 522 | 510
2019-02-04 12:30 | 512 | 501
2019-02-04 13:00 | 518 | 506
2019-02-04 13:30 | 547 | 537
2019-02-04 14:00 | 515 | 504
2019-02-04 14:30 | 515 | 503
2019-02-04 15:00 | 517 | 506
2019-02-04 15:30 | 544 | 534
2019-02-04 16:00 | 599 | 591
2019-02-04 16:30 | 617 | 611
2019-02-04 17:00 | 614 | 601
2019-02-04 17:30 | 601 | 585
2019-02-04 18:00 | 587 | 569
2019-02-04 18:30 | 579 | 561
2019-02-04 19:00 | 541 | 522
2019-02-04 19:30 | 506 | 484
2019-02-04 20:00 | 503 | 480
2019-02-04 20:30 | 478 | 464
2019-02-04 21:00 | 438 | 422
2019-02-04 21:30 | 430 | 414
2019-02-04 22:00 | 413 | 395
2019-02-04 22:30 | 375 | 351
2019-02-04 23:00 | 383 | 359
2019-02-04 23:30 | 385 | 360
2019-02-05 | 371 | 345
2019-02-05 00:30 | 346 | 317
2019-02-05 01:00 | 338 | 308
2019-02-05 01:30 | 332 | 301
2019-02-05 02:00 | 327 | 294
2019-02-05 02:30 | 324 | 290
2019-02-05 03:00 | 319 | 284
2019-02-05 03:30 | 327 | 293
2019-02-05 04:00 | 350 | 319
2019-02-05 04:30 | 339 | 307
2019-02-05 05:00 | 339 | 307
2019-02-05 05:30 | 364 | 335
2019-02-05 06:00 | 389 | 363
2019-02-05 06:30 | 411 | 388
2019-02-05 07:00 | 408 | 384
2019-02-05 07:30 | 421 | 398
2019-02-05 08:00 | 446 | 426
2019-02-05 08:30 | 454 | 434
2019-02-05 09:00 | 463 | 438
2019-02-05 09:30 | 479 | 447
2019-02-05 10:00 | 506 | 478
2019-02-05 10:30 | 488 | 459
2019-02-05 11:00 | 473 | 442
2019-02-05 11:30 | 463 | 431
2019-02-05 12:00 | 465 | 433
2019-02-05 12:30 | 477 | 446
2019-02-05 13:00 | 480 | 450
2019-02-05 13:30 | 499 | 470
2019-02-05 14:00 | 549 | 525
2019-02-05 14:30 | 549 | 526
2019-02-05 15:00 | 544 | 521
2019-02-05 15:30 | 535 | 512
2019-02-05 16:00 | 523 | 498
2019-02-05 16:30 | 504 | 477
2019-02-05 17:00 | 508 | 483
2019-02-05 17:30 | 488 | 463
2019-02-05 18:00 | 467 | 442
2019-02-05 18:30 | 455 | 440
2019-02-05 19:00 | 476 | 464
2019-02-05 19:30 | 503 | 493
2019-02-05 20:00 | 456 | 445
2019-02-05 20:30 | 450 | 438
2019-02-05 21:00 | 390 | 375
2019-02-05 21:30 | 395 | 379
2019-02-05 22:00 | 376 | 358
2019-02-05 22:30 | 365 | 345
2019-02-05 23:00 | 382 | 362
2019-02-05 23:30 | 385 | 362
2019-02-06 | 358 | 332
2019-02-06 00:30 | 345 | 317
2019-02-06 01:00 | 349 | 321
2019-02-06 01:30 | 337 | 305
2019-02-06 02:00 | 327 | 293
2019-02-06 02:30 | 328 | 293
2019-02-06 03:00 | 351 | 319
2019-02-06 03:30 | 354 | 322
2019-02-06 04:00 | 336 | 302
2019-02-06 04:30 | 323 | 287
2019-02-06 05:00 | 335 | 301
2019-02-06 05:30 | 369 | 338
2019-02-06 06:00 | 382 | 354
2019-02-06 06:30 | 410 | 386
2019-02-06 07:00 | 440 | 421
2019-02-06 07:30 | 432 | 413
2019-02-06 08:00 | 441 | 422
2019-02-06 08:30 | 456 | 437
2019-02-06 09:00 | 445 | 425
2019-02-06 09:30 | 444 | 426
2019-02-06 10:00 | 451 | 434
2019-02-06 10:30 | 452 | 435
2019-02-06 11:00 | 451 | 434
2019-02-06 11:30 | 502 | 488
2019-02-06 12:00 | 519 | 506
2019-02-06 12:30 | 512 | 499
2019-02-06 13:00 | 539 | 528
2019-02-06 13:30 | 550 | 539
2019-02-06 14:00 | 534 | 522
2019-02-06 14:30 | 525 | 512
2019-02-06 15:00 | 526 | 513
2019-02-06 15:30 | 543 | 531
2019-02-06 16:00 | 618 | 611
2019-02-06 16:30 | 655 | 649
2019-02-06 17:00 | 615 | 607
2019-02-06 17:30 | 539 | 530
2019-02-06 18:00 | 507 | 498
2019-02-06 18:30 | 484 | 473
2019-02-06 19:00 | 477 | 465
2019-02-06 19:30 | 491 | 480
2019-02-06 20:00 | 495 | 484
2019-02-06 20:30 | 465 | 451
2019-02-06 21:00 | 457 | 443
2019-02-06 21:30 | 445 | 429
2019-02-06 22:00 | 414 | 395
2019-02-06 22:30 | 389 | 365
2019-02-06 23:00 | 386 | 360
2019-02-06 23:30 | 372 | 345
2019-02-07 | 368 | 340
2019-02-07 00:30 | 365 | 334
2019-02-07 01:00 | 358 | 326
2019-02-07 01:30 | 344 | 310
2019-02-07 02:00 | 332 | 296
2019-02-07 02:30 | 331 | 296
2019-02-07 03:00 | 339 | 304
2019-02-07 03:30 | 348 | 315
2019-02-07 04:00 | 332 | 296
2019-02-07 04:30 | 344 | 310
2019-02-07 05:00 | 341 | 307
2019-02-07 05:30 | 372 | 347
2019-02-07 06:00 | 408 | 386
2019-02-07 06:30 | 410 | 389
2019-02-07 07:00 | 463 | 446
2019-02-07 07:30 | 463 | 446
2019-02-07 08:00 | 486 | 472
2019-02-07 08:30 | 494 | 481
2019-02-07 09:00 | 542 | 532
2019-02-07 09:30 | 533 | 516
2019-02-07 10:00 | 509 | 485
2019-02-07 10:30 | 529 | 506
2019-02-07 11:00 | 561 | 540
2019-02-07 11:30 | 583 | 564
2019-02-07 12:00 | 564 | 544
2019-02-07 12:30 | 566 | 546
2019-02-07 13:00 | 562 | 541
2019-02-07 13:30 | 607 | 590
2019-02-07 14:00 | 577 | 557
2019-02-07 14:30 | 583 | 563
2019-02-07 15:00 | 609 | 591
2019-02-07 15:30 | 600 | 582
2019-02-07 16:00 | 595 | 576
2019-02-07 16:30 | 550 | 527
2019-02-07 17:00 | 572 | 551
2019-02-07 17:30 | 560 | 539
2019-02-07 18:00 | 538 | 515
2019-02-07 18:30 | 505 | 479
2019-02-07 19:00 | 505 | 480
2019-02-07 19:30 | 520 | 497
2019-02-07 20:00 | 520 | 496
2019-02-07 20:30 | 499 | 473
2019-02-07 21:00 | 466 | 436
2019-02-07 21:30 | 437 | 415
2019-02-07 22:00 | 420 | 402
2019-02-07 22:30 | 371 | 348
2019-02-07 23:00 | 357 | 331
2019-02-07 23:30 | 357 | 331
2019-02-08 | 357 | 331
2019-02-08 00:30 | 341 | 313
2019-02-08 01:00 | 341 | 312
2019-02-08 01:30 | 337 | 308
2019-02-08 02:00 | 348 | 320
2019-02-08 02:30 | 342 | 313
2019-02-08 03:00 | 351 | 323
2019-02-08 03:30 | 353 | 326
2019-02-08 04:00 | 324 | 293
2019-02-08 04:30 | 327 | 297
2019-02-08 05:00 | 326 | 296
2019-02-08 05:30 | 347 | 320
2019-02-08 06:00 | 351 | 324
2019-02-08 06:30 | 350 | 323
2019-02-08 07:00 | 357 | 331
2019-02-08 07:30 | 358 | 332
2019-02-08 08:00 | 358 | 332
2019-02-08 08:30 | 372 | 348
2019-02-08 09:00 | 386 | 363
2019-02-08 09:30 | 451 | 434
2019-02-08 10:00 | 463 | 447
2019-02-08 10:30 | 530 | 517
2019-02-08 11:00 | 481 | 466
2019-02-08 11:30 | 491 | 477
2019-02-08 12:00 | 508 | 494
2019-02-08 12:30 | 501 | 487
2019-02-08 13:00 | 542 | 530
2019-02-08 13:30 | 540 | 527
2019-02-08 14:00 | 551 | 528
2019-02-08 14:30 | 503 | 476
2019-02-08 15:00 | 495 | 468
2019-02-08 15:30 | 484 | 464
2019-02-08 16:00 | 503 | 490
2019-02-08 16:30 | 492 | 478
2019-02-08 17:00 | 438 | 421
2019-02-08 17:30 | 412 | 393
2019-02-08 18:00 | 386 | 366
2019-02-08 18:30 | 373 | 352
2019-02-08 19:00 | 373 | 353
2019-02-08 19:30 | 369 | 349
2019-02-08 20:00 | 372 | 352
2019-02-08 20:30 | 339 | 317
2019-02-08 21:00 | 350 | 328
2019-02-08 21:30 | 367 | 347
2019-02-08 22:00 | 324 | 299
2019-02-08 22:30 | 313 | 286
2019-02-08 23:00 | 324 | 296
2019-02-08 23:30 | 323 | 294
2019-02-09 | 310 | 279
2019-02-09 00:30 | 290 | 255
2019-02-09 01:00 | 309 | 273
2019-02-09 01:30 | 282 | 241
2019-02-09 02:00 | 277 | 236
2019-02-09 02:30 | 270 | 228
2019-02-09 03:00 | 283 | 243
2019-02-09 03:30 | 304 | 267
2019-02-09 04:00 | 307 | 269
2019-02-09 04:30 | 307 | 270
2019-02-09 05:00 | 303 | 266
2019-02-09 05:30 | 319 | 284
2019-02-09 06:00 | 339 | 306
2019-02-09 06:30 | 347 | 315
2019-02-09 07:00 | 362 | 332
2019-02-09 07:30 | 389 | 362
2019-02-09 08:00 | 411 | 388
2019-02-09 08:30 | 447 | 426
2019-02-09 09:00 | 440 | 420
2019-02-09 09:30 | 420 | 401
2019-02-09 10:00 | 406 | 386
2019-02-09 10:30 | 391 | 370
2019-02-09 11:00 | 385 | 363
2019-02-09 11:30 | 393 | 371
2019-02-09 12:00 | 396 | 374
2019-02-09 12:30 | 383 | 361
2019-02-09 13:00 | 384 | 362
2019-02-09 13:30 | 391 | 369
2019-02-09 14:00 | 378 | 356
2019-02-09 14:30 | 372 | 349
2019-02-09 15:00 | 444 | 427
2019-02-09 15:30 | 469 | 453
2019-02-09 16:00 | 532 | 520
2019-02-09 16:30 | 534 | 522
2019-02-09 17:00 | 569 | 556
2019-02-09 17:30 | 497 | 471
2019-02-09 18:00 | 510 | 487
2019-02-09 18:30 | 485 | 460
2019-02-09 19:00 | 548 | 530
2019-02-09 19:30 | 605 | 592
2019-02-09 20:00 | 589 | 574
2019-02-09 20:30 | 513 | 488
2019-02-09 21:00 | 495 | 467
2019-02-09 21:30 | 481 | 452
2019-02-09 22:00 | 467 | 439
2019-02-09 22:30 | 444 | 427
2019-02-09 23:00 | 438 | 420
2019-02-09 23:30 | 456 | 439
2019-02-10 | 451 | 433
2019-02-10 00:30 | 384 | 361
2019-02-10 01:00 | 335 | 308
2019-02-10 01:30 | 325 | 295
2019-02-10 02:00 | 293 | 257
2019-02-10 02:30 | 275 | 237
2019-02-10 03:00 | 269 | 229
2019-02-10 03:30 | 285 | 248
2019-02-10 04:00 | 299 | 263
2019-02-10 04:30 | 273 | 233
2019-02-10 05:00 | 248 | 203
2019-02-10 05:30 | 254 | 214
2019-02-10 06:00 | 265 | 232
2019-02-10 06:30 | 285 | 255
2019-02-10 07:00 | 307 | 280
2019-02-10 07:30 | 358 | 335
2019-02-10 08:00 | 395 | 369
2019-02-10 08:30 | 405 | 380
2019-02-10 09:00 | 419 | 396
2019-02-10 09:30 | 426 | 407
2019-02-10 10:00 | 449 | 431
2019-02-10 10:30 | 435 | 416
2019-02-10 11:00 | 446 | 428
2019-02-10 11:30 | 436 | 418
2019-02-10 12:00 | 428 | 410
2019-02-10 12:30 | 408 | 389
2019-02-10 13:00 | 399 | 380
2019-02-10 13:30 | 390 | 370
2019-02-10 14:00 | 390 | 371
2019-02-10 14:30 | 393 | 374
2019-02-10 15:00 | 396 | 376
2019-02-10 15:30 | 424 | 406
2019-02-10 16:00 | 479 | 466
2019-02-10 16:30 | 494 | 481
2019-02-10 17:00 | 490 | 478
2019-02-10 17:30 | 480 | 454
2019-02-10 18:00 | 503 | 479
2019-02-10 18:30 | 507 | 484
2019-02-10 19:00 | 521 | 500
2019-02-10 19:30 | 509 | 487
2019-02-10 20:00 | 472 | 446
2019-02-10 20:30 | 440 | 412
2019-02-10 21:00 | 446 | 412
2019-02-10 21:30 | 385 | 360
2019-02-10 22:00 | 377 | 353
2019-02-10 22:30 | 331 | 300
2019-02-10 23:00 | 321 | 289
2019-02-10 23:30 | 319 | 283
2019-02-11 | 294 | 255
2019-02-11 00:30 | 267 | 222
2019-02-11 01:00 | 276 | 232
2019-02-11 01:30 | 276 | 232
2019-02-11 02:00 | 286 | 243
2019-02-11 02:30 | 300 | 259
2019-02-11 03:00 | 268 | 221
2019-02-11 03:30 | 278 | 232
2019-02-11 04:00 | 269 | 222
2019-02-11 04:30 | 245 | 194
2019-02-11 05:00 | 214 | 156
2019-02-11 05:30 | 250 | 202
2019-02-11 06:00 | 313 | 275
2019-02-11 06:30 | 332 | 299
2019-02-11 07:00 | 369 | 342
2019-02-11 07:30 | 427 | 406
2019-02-11 08:00 | 440 | 421
2019-02-11 08:30 | 448 | 431
2019-02-11 09:00 | 440 | 424
2019-02-11 09:30 | 410 | 392
2019-02-11 10:00 | 399 | 380
2019-02-11 10:30 | 385 | 365
2019-02-11 11:00 | 389 | 370
2019-02-11 11:30 | 403 | 384
2019-02-11 12:00 | 392 | 372
2019-02-11 12:30 | 374 | 354
2019-02-11 13:00 | 391 | 372
2019-02-11 13:30 | 429 | 413
2019-02-11 14:00 | 456 | 442
2019-02-11 14:30 | 513 | 502
2019-02-11 15:00 | 556 | 547
2019-02-11 15:30 | 581 | 573
2019-02-11 16:00 | 602 | 595
2019-02-11 16:30 | 598 | 590
2019-02-11 17:00 | 591 | 584
2019-02-11 17:30 | 573 | 565
2019-02-11 18:00 | 567 | 558
2019-02-11 18:30 | 493 | 482
2019-02-11 19:00 | 490 | 480
2019-02-11 19:30 | 518 | 509
2019-02-11 20:00 | 492 | 481
2019-02-11 20:30 | 453 | 440
2019-02-11 21:00 | 401 | 385
2019-02-11 21:30 | 378 | 360
2019-02-11 22:00 | 350 | 324
2019-02-11 22:30 | 266 | 230
2019-02-11 23:00 | 250 | 206
2019-02-11 23:30 | 204 | 147
2019-02-12 | 197 | 138
2019-02-12 00:30 | 193 | 132
2019-02-12 01:00 | 198 | 132
2019-02-12 01:30 | 203 | 139
2019-02-12 02:00 | 216 | 157
2019-02-12 02:30 | 227 | 171
2019-02-12 03:00 | 227 | 170
2019-02-12 03:30 | 198 | 129
2019-02-12 04:00 | 182 | 104
2019-02-12 04:30 | 200 | 133
2019-02-12 05:00 | 193 | 124
2019-02-12 05:30 | 223 | 166
2019-02-12 06:00 | 246 | 196
2019-02-12 06:30 | 243 | 197
2019-02-12 07:00 | 262 | 221
2019-02-12 07:30 | 288 | 251
2019-02-12 08:00 | 314 | 281
2019-02-12 08:30 | 338 | 308
2019-02-12 09:00 | 361 | 334
2019-02-12 09:30 | 365 | 340
2019-02-12 10:00 | 340 | 312
2019-02-12 10:30 | 339 | 313
2019-02-12 11:00 | 359 | 334
2019-02-12 11:30 | 351 | 326
2019-02-12 12:00 | 362 | 338
2019-02-12 12:30 | 383 | 361
2019-02-12 13:00 | 423 | 403
2019-02-12 13:30 | 456 | 440
2019-02-12 14:00 | 468 | 455
2019-02-12 14:30 | 518 | 509
2019-02-12 15:00 | 530 | 521
2019-02-12 15:30 | 609 | 599
2019-02-12 16:00 | 661 | 649
2019-02-12 16:30 | 668 | 657
2019-02-12 17:00 | 670 | 659
2019-02-12 17:30 | 636 | 625
2019-02-12 18:00 | 585 | 571
2019-02-12 18:30 | 549 | 532
2019-02-12 19:00 | 560 | 544
2019-02-12 19:30 | 512 | 495
2019-02-12 20:00 | 460 | 449
2019-02-12 20:30 | 475 | 465
2019-02-12 21:00 | 439 | 425
2019-02-12 21:30 | 361 | 340
2019-02-12 22:00 | 321 | 293
2019-02-12 22:30 | 300 | 268
2019-02-12 23:00 | 300 | 265
2019-02-12 23:30 | 275 | 233
2019-02-13 | 271 | 228
2019-02-13 00:30 | 245 | 196
2019-02-13 01:00 | 248 | 199
2019-02-13 01:30 | 253 | 205
2019-02-13 02:00 | 296 | 256
2019-02-13 02:30 | 299 | 259
2019-02-13 03:00 | 291 | 249
2019-02-13 03:30 | 291 | 250
2019-02-13 04:00 | 274 | 230
2019-02-13 04:30 | 284 | 241
2019-02-13 05:00 | 286 | 243
2019-02-13 05:30 | 305 | 266
2019-02-13 06:00 | 339 | 305
2019-02-13 06:30 | 412 | 386
2019-02-13 07:00 | 421 | 396
2019-02-13 07:30 | 398 | 370
2019-02-13 08:00 | 437 | 413
2019-02-13 08:30 | 445 | 422
2019-02-13 09:00 | 442 | 420
2019-02-13 09:30 | 443 | 421
2019-02-13 10:00 | 444 | 422
2019-02-13 10:30 | 456 | 435
2019-02-13 11:00 | 455 | 434
2019-02-13 11:30 | 452 | 432
2019-02-13 12:00 | 477 | 452
2019-02-13 12:30 | 484 | 450
2019-02-13 13:00 | 546 | 519
2019-02-13 13:30 | 602 | 581
2019-02-13 14:00 | 610 | 590
2019-02-13 14:30 | 635 | 617
2019-02-13 15:00 | 625 | 607
2019-02-13 15:30 | 643 | 626
2019-02-13 16:00 | 685 | 670
2019-02-13 16:30 | 678 | 663
2019-02-13 17:00 | 714 | 700
2019-02-13 17:30 | 713 | 700
2019-02-13 18:00 | 673 | 658
2019-02-13 18:30 | 627 | 609
2019-02-13 19:00 | 604 | 585
2019-02-13 19:30 | 592 | 573
2019-02-13 20:00 | 592 | 573
2019-02-13 20:30 | 596 | 577
2019-02-13 21:00 | 603 | 584
2019-02-13 21:30 | 563 | 548
2019-02-13 22:00 | 504 | 489
2019-02-13 22:30 | 382 | 356
2019-02-13 23:00 | 324 | 292
2019-02-13 23:30 | 282 | 243
2019-02-14 | 256 | 211
2019-02-14 00:30 | 253 | 205
2019-02-14 01:00 | 263 | 218
2019-02-14 01:30 | 278 | 237
2019-02-14 02:00 | 275 | 233
2019-02-14 02:30 | 259 | 215
2019-02-14 03:00 | 267 | 223
2019-02-14 03:30 | 255 | 209
2019-02-14 04:00 | 255 | 209
2019-02-14 04:30 | 247 | 200
2019-02-14 05:00 | 253 | 208
2019-02-14 05:30 | 298 | 261
2019-02-14 06:00 | 340 | 309
2019-02-14 06:30 | 361 | 335
2019-02-14 07:00 | 442 | 423
2019-02-14 07:30 | 472 | 456
2019-02-14 08:00 | 442 | 423
2019-02-14 08:30 | 423 | 402
2019-02-14 09:00 | 431 | 410
2019-02-14 09:30 | 435 | 414
2019-02-14 10:00 | 439 | 418
2019-02-14 10:30 | 444 | 423
2019-02-14 11:00 | 449 | 429
2019-02-14 11:30 | 416 | 394
2019-02-14 12:00 | 390 | 364
2019-02-14 12:30 | 377 | 351
2019-02-14 13:00 | 369 | 342
2019-02-14 13:30 | 404 | 381
2019-02-14 14:00 | 388 | 364
2019-02-14 14:30 | 389 | 365
2019-02-14 15:00 | 386 | 361
2019-02-14 15:30 | 393 | 369
2019-02-14 16:00 | 412 | 389
2019-02-14 16:30 | 396 | 372
2019-02-14 17:00 | 384 | 360
2019-02-14 17:30 | 378 | 352
2019-02-14 18:00 | 379 | 354
2019-02-14 18:30 | 338 | 310
2019-02-14 19:00 | 339 | 312
2019-02-14 19:30 | 326 | 296
2019-02-14 20:00 | 282 | 247
2019-02-14 20:30 | 251 | 210
2019-02-14 21:00 | 243 | 199
2019-02-14 21:30 | 235 | 189
2019-02-14 22:00 | 220 | 169
2019-02-14 22:30 | 215 | 156
2019-02-14 23:00 | 225 | 166
2019-02-14 23:30 | 213 | 139
2019-02-15 | 190 | 100
2019-02-15 00:30 | 192 | 103
2019-02-15 01:00 | 195 | 109
2019-02-15 01:30 | 201 | 118
2019-02-15 02:00 | 198 | 112
2019-02-15 02:30 | 203 | 122
2019-02-15 03:00 | 198 | 112
2019-02-15 03:30 | 196 | 108
2019-02-15 04:00 | 193 | 105
2019-02-15 04:30 | 208 | 128
2019-02-15 05:00 | 218 | 145
2019-02-15 05:30 | 244 | 183
2019-02-15 06:00 | 248 | 188
2019-02-15 06:30 | 254 | 203
2019-02-15 07:00 | 288 | 248
2019-02-15 07:30 | 294 | 256
2019-02-15 08:00 | 323 | 288
2019-02-15 08:30 | 339 | 306
2019-02-15 09:00 | 348 | 318
2019-02-15 09:30 | 356 | 328
2019-02-15 10:00 | 389 | 364
2019-02-15 10:30 | 360 | 332
2019-02-15 11:00 | 366 | 339
2019-02-15 11:30 | 360 | 332
2019-02-15 12:00 | 343 | 313
2019-02-15 12:30 | 342 | 312
2019-02-15 13:00 | 340 | 310
2019-02-15 13:30 | 331 | 300
2019-02-15 14:00 | 331 | 300
2019-02-15 14:30 | 334 | 303
2019-02-15 15:00 | 370 | 344
2019-02-15 15:30 | 400 | 377
2019-02-15 16:00 | 409 | 387
2019-02-15 16:30 | 376 | 352
2019-02-15 17:00 | 334 | 306
2019-02-15 17:30 | 300 | 268
2019-02-15 18:00 | 301 | 269
2019-02-15 18:30 | 270 | 234
2019-02-15 19:00 | 273 | 240
2019-02-15 19:30 | 254 | 218
2019-02-15 20:00 | 244 | 204
2019-02-15 20:30 | 208 | 160
2019-02-15 21:00 | 191 | 136
2019-02-15 21:30 | 176 | 113
2019-02-15 22:00 | 169 | 102
2019-02-15 22:30 | 175 | 105
2019-02-15 23:00 | 185 | 121
2019-02-15 23:30 | 183 | 113
2019-02-16 | 187 | 111
2019-02-16 00:30 | 186 | 108
2019-02-16 01:00 | 186 | 108
2019-02-16 01:30 | 185 | 105
2019-02-16 02:00 | 180 | 94
2019-02-16 02:30 | 178 | 92
2019-02-16 03:00 | 184 | 104
2019-02-16 03:30 | 181 | 97
2019-02-16 04:00 | 174 | 82
2019-02-16 04:30 | 187 | 95
2019-02-16 05:00 | 184 | 90
2019-02-16 05:30 | 187 | 97
2019-02-16 06:00 | 202 | 123
2019-02-16 06:30 | 212 | 143
2019-02-16 07:00 | 214 | 149
2019-02-16 07:30 | 231 | 172
2019-02-16 08:00 | 255 | 203
2019-02-16 08:30 | 268 | 219
2019-02-16 09:00 | 267 | 219
2019-02-16 09:30 | 267 | 219
2019-02-16 10:00 | 275 | 229
2019-02-16 10:30 | 314 | 275
2019-02-16 11:00 | 346 | 312
2019-02-16 11:30 | 305 | 264
2019-02-16 12:00 | 285 | 241
2019-02-16 12:30 | 285 | 242
2019-02-16 13:00 | 293 | 250
2019-02-16 13:30 | 301 | 260
2019-02-16 14:00 | 289 | 245
2019-02-16 14:30 | 294 | 251
2019-02-16 15:00 | 316 | 276
2019-02-16 15:30 | 317 | 280
2019-02-16 16:00 | 327 | 291
2019-02-16 16:30 | 342 | 307
2019-02-16 17:00 | 337 | 301
2019-02-16 17:30 | 318 | 279
2019-02-16 18:00 | 301 | 260
2019-02-16 18:30 | 292 | 250
2019-02-16 19:00 | 308 | 271
2019-02-16 19:30 | 280 | 239
2019-02-16 20:00 | 261 | 216
2019-02-16 20:30 | 243 | 194
2019-02-16 21:00 | 215 | 155
2019-02-16 21:30 | 208 | 145
2019-02-16 22:00 | 195 | 125
2019-02-16 22:30 | 215 | 157
2019-02-16 23:00 | 199 | 135
2019-02-16 23:30 | 198 | 133
2019-02-17 | 188 | 117
2019-02-17 00:30 | 189 | 116
2019-02-17 01:00 | 205 | 141
2019-02-17 01:30 | 208 | 140
2019-02-17 02:00 | 208 | 137
2019-02-17 02:30 | 218 | 152
2019-02-17 03:00 | 217 | 150
2019-02-17 03:30 | 204 | 130
2019-02-17 04:00 | 192 | 111
2019-02-17 04:30 | 197 | 119
2019-02-17 05:00 | 191 | 109
2019-02-17 05:30 | 221 | 155
2019-02-17 06:00 | 241 | 182
2019-02-17 06:30 | 255 | 200
2019-02-17 07:00 | 270 | 219
2019-02-17 07:30 | 291 | 244
2019-02-17 08:00 | 302 | 257
2019-02-17 08:30 | 321 | 279
2019-02-17 09:00 | 314 | 275
2019-02-17 09:30 | 338 | 302
2019-02-17 10:00 | 342 | 306
2019-02-17 10:30 | 321 | 282
2019-02-17 11:00 | 308 | 267
2019-02-17 11:30 | 308 | 267
2019-02-17 12:00 | 330 | 293
2019-02-17 12:30 | 301 | 259
2019-02-17 13:00 | 308 | 267
2019-02-17 13:30 | 306 | 265
2019-02-17 14:00 | 304 | 263
2019-02-17 14:30 | 314 | 274
2019-02-17 15:00 | 338 | 301
2019-02-17 15:30 | 366 | 332
2019-02-17 16:00 | 377 | 344
2019-02-17 16:30 | 432 | 408
2019-02-17 17:00 | 463 | 444
2019-02-17 17:30 | 430 | 408
2019-02-17 18:00 | 406 | 382
2019-02-17 18:30 | 389 | 366
2019-02-17 19:00 | 372 | 349
2019-02-17 19:30 | 362 | 338
2019-02-17 20:00 | 340 | 314
2019-02-17 20:30 | 250 | 210
2019-02-17 21:00 | 230 | 184
2019-02-17 21:30 | 233 | 183
2019-02-17 22:00 | 233 | 184
2019-02-17 22:30 | 221 | 169
2019-02-17 23:00 | 233 | 184
2019-02-17 23:30 | 207 | 148
2019-02-18 | 200 | 137
2019-02-18 00:30 | 199 | 117
2019-02-18 01:00 | 215 | 143
2019-02-18 01:30 | 217 | 147
2019-02-18 02:00 | 217 | 149
2019-02-18 02:30 | 226 | 160
2019-02-18 03:00 | 225 | 158
2019-02-18 03:30 | 213 | 140
2019-02-18 04:00 | 200 | 122
2019-02-18 04:30 | 205 | 127
2019-02-18 05:00 | 211 | 138
2019-02-18 05:30 | 249 | 191
2019-02-18 06:00 | 265 | 212
2019-02-18 06:30 | 266 | 222
2019-02-18 07:00 | 281 | 241
2019-02-18 07:30 | 316 | 281
2019-02-18 08:00 | 340 | 308
2019-02-18 08:30 | 366 | 337
2019-02-18 09:00 | 372 | 344
2019-02-18 09:30 | 377 | 350
2019-02-18 10:00 | 415 | 391
2019-02-18 10:30 | 374 | 348
2019-02-18 11:00 | 356 | 328
2019-02-18 11:30 | 352 | 325
2019-02-18 12:00 | 348 | 320
2019-02-18 12:30 | 317 | 284
2019-02-18 13:00 | 313 | 279
2019-02-18 13:30 | 312 | 278
2019-02-18 14:00 | 317 | 286
2019-02-18 14:30 | 328 | 300
2019-02-18 15:00 | 343 | 317
2019-02-18 15:30 | 397 | 376
2019-02-18 16:00 | 426 | 405
2019-02-18 16:30 | 431 | 410
2019-02-18 17:00 | 446 | 427
2019-02-18 17:30 | 473 | 456
2019-02-18 18:00 | 457 | 439
2019-02-18 18:30 | 399 | 377
2019-02-18 19:00 | 390 | 367
2019-02-18 19:30 | 352 | 326
2019-02-18 20:00 | 288 | 254
2019-02-18 20:30 | 310 | 279
2019-02-18 21:00 | 306 | 274
2019-02-18 21:30 | 280 | 243
2019-02-18 22:00 | 250 | 208
2019-02-18 22:30 | 226 | 177
2019-02-18 23:00 | 236 | 190
2019-02-18 23:30 | 215 | 162
2019-02-19 | 197 | 134
2019-02-19 00:30 | 199 | 131
2019-02-19 01:00 | 201 | 133
2019-02-19 01:30 | 206 | 142
2019-02-19 02:00 | 206 | 141
2019-02-19 02:30 | 212 | 145
2019-02-19 03:00 | 212 | 144
2019-02-19 03:30 | 211 | 142
2019-02-19 04:00 | 200 | 126
2019-02-19 04:30 | 208 | 137
2019-02-19 05:00 | 209 | 140
2019-02-19 05:30 | 253 | 201
2019-02-19 06:00 | 297 | 253
2019-02-19 06:30 | 317 | 279
2019-02-19 07:00 | 343 | 310
2019-02-19 07:30 | 353 | 321
2019-02-19 08:00 | 369 | 340
2019-02-19 08:30 | 383 | 355
2019-02-19 09:00 | 387 | 359
2019-02-19 09:30 | 389 | 364
2019-02-19 10:00 | 396 | 372
2019-02-19 10:30 | 397 | 374
2019-02-19 11:00 | 400 | 378
2019-02-19 11:30 | 404 | 381
2019-02-19 12:00 | 412 | 389
2019-02-19 12:30 | 372 | 347
2019-02-19 13:00 | 391 | 368
2019-02-19 13:30 | 447 | 428
2019-02-19 14:00 | 429 | 409
2019-02-19 14:30 | 414 | 393
2019-02-19 15:00 | 406 | 385
2019-02-19 15:30 | 439 | 420
2019-02-19 16:00 | 525 | 511
2019-02-19 16:30 | 535 | 522
2019-02-19 17:00 | 505 | 490
2019-02-19 17:30 | 480 | 463
2019-02-19 18:00 | 478 | 462
2019-02-19 18:30 | 437 | 418
2019-02-19 19:00 | 436 | 417
2019-02-19 19:30 | 419 | 402
2019-02-19 20:00 | 419 | 402
2019-02-19 20:30 | 417 | 400
2019-02-19 21:00 | 419 | 402
2019-02-19 21:30 | 400 | 381
2019-02-19 22:00 | 370 | 345
2019-02-19 22:30 | 306 | 269
2019-02-19 23:00 | 330 | 294
2019-02-19 23:30 | 293 | 253
2019-02-20 | 266 | 218
2019-02-20 00:30 | 264 | 212
2019-02-20 01:00 | 259 | 205
2019-02-20 01:30 | 230 | 163
2019-02-20 02:00 | 205 | 126
2019-02-20 02:30 | 212 | 136
2019-02-20 03:00 | 215 | 140
2019-02-20 03:30 | 209 | 131
2019-02-20 04:00 | 206 | 128
2019-02-20 04:30 | 212 | 137
2019-02-20 05:00 | 212 | 138
2019-02-20 05:30 | 251 | 193
2019-02-20 06:00 | 276 | 229
2019-02-20 06:30 | 352 | 318
2019-02-20 07:00 | 436 | 412
2019-02-20 07:30 | 437 | 414
2019-02-20 08:00 | 423 | 401
2019-02-20 08:30 | 424 | 402
2019-02-20 09:00 | 460 | 442
2019-02-20 09:30 | 476 | 452
2019-02-20 10:00 | 495 | 468
2019-02-20 10:30 | 493 | 465
2019-02-20 11:00 | 465 | 434
2019-02-20 11:30 | 483 | 454
2019-02-20 12:00 | 471 | 442
2019-02-20 12:30 | 495 | 467
2019-02-20 13:00 | 514 | 490
2019-02-20 13:30 | 471 | 444
2019-02-20 14:00 | 436 | 406
2019-02-20 14:30 | 449 | 421
2019-02-20 15:00 | 475 | 449
2019-02-20 15:30 | 514 | 491
2019-02-20 16:00 | 516 | 494
2019-02-20 16:30 | 513 | 490
2019-02-20 17:00 | 502 | 479
2019-02-20 17:30 | 455 | 428
2019-02-20 18:00 | 465 | 440
2019-02-20 18:30 | 452 | 427
2019-02-20 19:00 | 434 | 411
2019-02-20 19:30 | 429 | 405
2019-02-20 20:00 | 404 | 378
2019-02-20 20:30 | 388 | 369
2019-02-20 21:00 | 350 | 330
2019-02-20 21:30 | 355 | 333
2019-02-20 22:00 | 310 | 275
2019-02-20 22:30 | 287 | 247
2019-02-20 23:00 | 286 | 242
2019-02-20 23:30 | 257 | 206
2019-02-21 | 214 | 146
2019-02-21 00:30 | 208 | 137
2019-02-21 01:00 | 211 | 140
2019-02-21 01:30 | 216 | 149
2019-02-21 02:00 | 219 | 155
2019-02-21 02:30 | 215 | 149
2019-02-21 03:00 | 216 | 151
2019-02-21 03:30 | 208 | 139
2019-02-21 04:00 | 204 | 133
2019-02-21 04:30 | 205 | 136
2019-02-21 05:00 | 203 | 132
2019-02-21 05:30 | 238 | 182
2019-02-21 06:00 | 257 | 206
2019-02-21 06:30 | 321 | 284
2019-02-21 07:00 | 362 | 333
2019-02-21 07:30 | 370 | 343
2019-02-21 08:00 | 376 | 348
2019-02-21 08:30 | 408 | 383
2019-02-21 09:00 | 407 | 382
2019-02-21 09:30 | 403 | 378
2019-02-21 10:00 | 454 | 433
2019-02-21 10:30 | 486 | 467
2019-02-21 11:00 | 469 | 449
2019-02-21 11:30 | 450 | 429
2019-02-21 12:00 | 462 | 441
2019-02-21 12:30 | 427 | 404
2019-02-21 13:00 | 405 | 380
2019-02-21 13:30 | 439 | 418
2019-02-21 14:00 | 494 | 477
2019-02-21 14:30 | 507 | 494
2019-02-21 15:00 | 561 | 550
2019-02-21 15:30 | 565 | 555
2019-02-21 16:00 | 563 | 552
2019-02-21 16:30 | 564 | 553
2019-02-21 17:00 | 555 | 543
2019-02-21 17:30 | 541 | 529
2019-02-21 18:00 | 507 | 493
2019-02-21 18:30 | 453 | 437
2019-02-21 19:00 | 433 | 416
2019-02-21 19:30 | 416 | 398
2019-02-21 20:00 | 408 | 389
2019-02-21 20:30 | 385 | 365
2019-02-21 21:00 | 403 | 384
2019-02-21 21:30 | 373 | 350
2019-02-21 22:00 | 316 | 287
2019-02-21 22:30 | 249 | 208
2019-02-21 23:00 | 259 | 214
2019-02-21 23:30 | 251 | 200
2019-02-22 | 217 | 152
2019-02-22 00:30 | 228 | 168
2019-02-22 01:00 | 233 | 173
2019-02-22 01:30 | 212 | 146
2019-02-22 02:00 | 203 | 130
2019-02-22 02:30 | 201 | 128
2019-02-22 03:00 | 201 | 128
2019-02-22 03:30 | 196 | 120
2019-02-22 04:00 | 195 | 120
2019-02-22 04:30 | 192 | 114
2019-02-22 05:00 | 196 | 121
2019-02-22 05:30 | 231 | 174
2019-02-22 06:00 | 250 | 199
2019-02-22 06:30 | 314 | 279
2019-02-22 07:00 | 370 | 342
2019-02-22 07:30 | 383 | 356
2019-02-22 08:00 | 395 | 370
2019-02-22 08:30 | 393 | 369
2019-02-22 09:00 | 404 | 381
2019-02-22 09:30 | 388 | 366
2019-02-22 10:00 | 373 | 349
2019-02-22 10:30 | 378 | 353
2019-02-22 11:00 | 362 | 335
2019-02-22 11:30 | 306 | 273
2019-02-22 12:00 | 283 | 246
2019-02-22 12:30 | 298 | 263
2019-02-22 13:00 | 343 | 314
2019-02-22 13:30 | 350 | 322
2019-02-22 14:00 | 306 | 273
2019-02-22 14:30 | 296 | 262
2019-02-22 15:00 | 288 | 253
2019-02-22 15:30 | 303 | 271
2019-02-22 16:00 | 303 | 270
2019-02-22 16:30 | 298 | 264
2019-02-22 17:00 | 321 | 291
2019-02-22 17:30 | 325 | 294
2019-02-22 18:00 | 297 | 262
2019-02-22 18:30 | 277 | 240
2019-02-22 19:00 | 290 | 257
2019-02-22 19:30 | 284 | 250
2019-02-22 20:00 | 275 | 240
2019-02-22 20:30 | 283 | 249
2019-02-22 21:00 | 258 | 218
2019-02-22 21:30 | 277 | 241
2019-02-22 22:00 | 281 | 246
2019-02-22 22:30 | 275 | 235
2019-02-22 23:00 | 255 | 210
2019-02-22 23:30 | 244 | 192
2019-02-23 | 255 | 204
2019-02-23 00:30 | 250 | 196
2019-02-23 01:00 | 252 | 198
2019-02-23 01:30 | 259 | 207
2019-02-23 02:00 | 266 | 215
2019-02-23 02:30 | 261 | 208
2019-02-23 03:00 | 267 | 215
2019-02-23 03:30 | 261 | 208
2019-02-23 04:00 | 246 | 188
2019-02-23 04:30 | 253 | 197
2019-02-23 05:00 | 244 | 186
2019-02-23 05:30 | 287 | 241
2019-02-23 06:00 | 316 | 275
2019-02-23 06:30 | 341 | 303
2019-02-23 07:00 | 357 | 323
2019-02-23 07:30 | 401 | 373
2019-02-23 08:00 | 382 | 352
2019-02-23 08:30 | 334 | 298
2019-02-23 09:00 | 318 | 281
2019-02-23 09:30 | 330 | 298
2019-02-23 10:00 | 325 | 292
2019-02-23 10:30 | 337 | 305
2019-02-23 11:00 | 332 | 299
2019-02-23 11:30 | 328 | 294
2019-02-23 12:00 | 321 | 287
2019-02-23 12:30 | 332 | 299
2019-02-23 13:00 | 318 | 283
2019-02-23 13:30 | 291 | 251
2019-02-23 14:00 | 295 | 256
2019-02-23 14:30 | 290 | 252
2019-02-23 15:00 | 283 | 244
2019-02-23 15:30 | 281 | 241
2019-02-23 16:00 | 327 | 295
2019-02-23 16:30 | 353 | 323
2019-02-23 17:00 | 358 | 328
2019-02-23 17:30 | 352 | 323
2019-02-23 18:00 | 362 | 335
2019-02-23 18:30 | 365 | 338
2019-02-23 19:00 | 377 | 352
2019-02-23 19:30 | 401 | 378
2019-02-23 20:00 | 355 | 327
2019-02-23 20:30 | 365 | 338
2019-02-23 21:00 | 361 | 333
2019-02-23 21:30 | 367 | 341
2019-02-23 22:00 | 364 | 337
2019-02-23 22:30 | 326 | 294
2019-02-23 23:00 | 306 | 271
2019-02-23 23:30 | 285 | 245
2019-02-24 | 272 | 223
2019-02-24 00:30 | 268 | 214
2019-02-24 01:00 | 281 | 228
2019-02-24 01:30 | 263 | 204
2019-02-24 02:00 | 261 | 202
2019-02-24 02:30 | 263 | 204
2019-02-24 03:00 | 274 | 218
2019-02-24 03:30 | 269 | 211
2019-02-24 04:00 | 270 | 213
2019-02-24 04:30 | 271 | 214
2019-02-24 05:00 | 266 | 207
2019-02-24 05:30 | 266 | 207
2019-02-24 06:00 | 280 | 226
2019-02-24 06:30 | 285 | 235
2019-02-24 07:00 | 300 | 254
2019-02-24 07:30 | 325 | 282
2019-02-24 08:00 | 349 | 310
2019-02-24 08:30 | 346 | 307
2019-02-24 09:00 | 346 | 307
2019-02-24 09:30 | 339 | 300
2019-02-24 10:00 | 346 | 310
2019-02-24 10:30 | 353 | 319
2019-02-24 11:00 | 348 | 313
2019-02-24 11:30 | 350 | 315
2019-02-24 12:00 | 322 | 284
2019-02-24 12:30 | 325 | 287
2019-02-24 13:00 | 326 | 288
2019-02-24 13:30 | 330 | 292
2019-02-24 14:00 | 326 | 288
2019-02-24 14:30 | 330 | 291
2019-02-24 15:00 | 322 | 283
2019-02-24 15:30 | 319 | 280
2019-02-24 16:00 | 320 | 282
2019-02-24 16:30 | 344 | 310
2019-02-24 17:00 | 373 | 343
2019-02-24 17:30 | 357 | 325
2019-02-24 18:00 | 377 | 349
2019-02-24 18:30 | 372 | 344
2019-02-24 19:00 | 348 | 318
2019-02-24 19:30 | 352 | 322
2019-02-24 20:00 | 343 | 312
2019-02-24 20:30 | 314 | 279
2019-02-24 21:00 | 319 | 285
2019-02-24 21:30 | 335 | 303
2019-02-24 22:00 | 328 | 295
2019-02-24 22:30 | 306 | 271
2019-02-24 23:00 | 303 | 267
2019-02-24 23:30 | 312 | 274
2019-02-25 | 331 | 291
2019-02-25 00:30 | 302 | 257
2019-02-25 01:00 | 311 | 268
2019-02-25 01:30 | 315 | 269
2019-02-25 02:00 | 298 | 248
2019-02-25 02:30 | 299 | 248
2019-02-25 03:00 | 289 | 237
2019-02-25 03:30 | 291 | 239
2019-02-25 04:00 | 284 | 231
2019-02-25 04:30 | 285 | 232
2019-02-25 05:00 | 291 | 239
2019-02-25 05:30 | 307 | 260
2019-02-25 06:00 | 352 | 317
2019-02-25 06:30 | 371 | 340
2019-02-25 07:00 | 426 | 399
2019-02-25 07:30 | 455 | 421
2019-02-25 08:00 | 483 | 451
2019-02-25 08:30 | 467 | 435
2019-02-25 09:00 | 479 | 450
2019-02-25 09:30 | 467 | 437
2019-02-25 10:00 | 480 | 452
2019-02-25 10:30 | 484 | 456
2019-02-25 11:00 | 475 | 445
2019-02-25 11:30 | 461 | 429
2019-02-25 12:00 | 421 | 396
2019-02-25 12:30 | 422 | 399
2019-02-25 13:00 | 404 | 380
2019-02-25 13:30 | 403 | 378
2019-02-25 14:00 | 415 | 392
2019-02-25 14:30 | 427 | 406
2019-02-25 15:00 | 463 | 444
2019-02-25 15:30 | 428 | 407
2019-02-25 16:00 | 441 | 421
2019-02-25 16:30 | 467 | 449
2019-02-25 17:00 | 462 | 443
2019-02-25 17:30 | 478 | 460
2019-02-25 18:00 | 469 | 452
2019-02-25 18:30 | 476 | 460
2019-02-25 19:00 | 502 | 487
2019-02-25 19:30 | 418 | 397
2019-02-25 20:00 | 405 | 383
2019-02-25 20:30 | 393 | 370
2019-02-25 21:00 | 327 | 298
2019-02-25 21:30 | 319 | 289
2019-02-25 22:00 | 314 | 283
2019-02-25 22:30 | 309 | 277
2019-02-25 23:00 | 322 | 289
2019-02-25 23:30 | 321 | 286
2019-02-26 | 313 | 277
2019-02-26 00:30 | 285 | 243
2019-02-26 01:00 | 298 | 258
2019-02-26 01:30 | 294 | 254
2019-02-26 02:00 | 289 | 245
2019-02-26 02:30 | 284 | 237
2019-02-26 03:00 | 265 | 212
2019-02-26 03:30 | 261 | 206
2019-02-26 04:00 | 245 | 186
2019-02-26 04:30 | 243 | 182
2019-02-26 05:00 | 247 | 189
2019-02-26 05:30 | 295 | 250
2019-02-26 06:00 | 354 | 320
2019-02-26 06:30 | 410 | 383
2019-02-26 07:00 | 480 | 462
2019-02-26 07:30 | 487 | 469
2019-02-26 08:00 | 461 | 441
2019-02-26 08:30 | 446 | 425
2019-02-26 09:00 | 446 | 425
2019-02-26 09:30 | 430 | 408
2019-02-26 10:00 | 427 | 405
2019-02-26 10:30 | 413 | 389
2019-02-26 11:00 | 381 | 355
2019-02-26 11:30 | 360 | 331
2019-02-26 12:00 | 360 | 331
2019-02-26 12:30 | 358 | 329
2019-02-26 13:00 | 341 | 310
2019-02-26 13:30 | 354 | 325
2019-02-26 14:00 | 339 | 310
2019-02-26 14:30 | 357 | 330
2019-02-26 15:00 | 381 | 356
2019-02-26 15:30 | 415 | 392
2019-02-26 16:00 | 471 | 453
2019-02-26 16:30 | 487 | 470
2019-02-26 17:00 | 431 | 409
2019-02-26 17:30 | 410 | 387
2019-02-26 18:00 | 380 | 355
2019-02-26 18:30 | 346 | 318
2019-02-26 19:00 | 353 | 326
2019-02-26 19:30 | 357 | 331
2019-02-26 20:00 | 358 | 332
2019-02-26 20:30 | 314 | 282
2019-02-26 21:00 | 317 | 285
2019-02-26 21:30 | 293 | 257
2019-02-26 22:00 | 264 | 223
2019-02-26 22:30 | 253 | 209
2019-02-26 23:00 | 265 | 224
2019-02-26 23:30 | 265 | 222
2019-02-27 | 256 | 212
2019-02-27 00:30 | 225 | 170
2019-02-27 01:00 | 237 | 186
2019-02-27 01:30 | 238 | 187
2019-02-27 02:00 | 227 | 166
2019-02-27 02:30 | 228 | 168
2019-02-27 03:00 | 229 | 162
2019-02-27 03:30 | 231 | 163
2019-02-27 04:00 | 237 | 172
2019-02-27 04:30 | 245 | 183
2019-02-27 05:00 | 236 | 171
2019-02-27 05:30 | 253 | 194
2019-02-27 06:00 | 276 | 232
2019-02-27 06:30 | 304 | 265
2019-02-27 07:00 | 321 | 286
2019-02-27 07:30 | 369 | 340
2019-02-27 08:00 | 378 | 349
2019-02-27 08:30 | 384 | 354
2019-02-27 09:00 | 384 | 354
2019-02-27 09:30 | 395 | 358
2019-02-27 10:00 | 398 | 358
2019-02-27 10:30 | 390 | 350
2019-02-27 11:00 | 376 | 335
2019-02-27 11:30 | 364 | 321
2019-02-27 12:00 | 355 | 311
2019-02-27 12:30 | 341 | 295
2019-02-27 13:00 | 326 | 291
2019-02-27 13:30 | 322 | 290
2019-02-27 14:00 | 355 | 326
2019-02-27 14:30 | 358 | 330
2019-02-27 15:00 | 373 | 347
2019-02-27 15:30 | 376 | 349
2019-02-27 16:00 | 414 | 390
2019-02-27 16:30 | 385 | 359
2019-02-27 17:00 | 451 | 431
2019-02-27 17:30 | 455 | 436
2019-02-27 18:00 | 464 | 445
2019-02-27 18:30 | 423 | 402
2019-02-27 19:00 | 437 | 417
2019-02-27 19:30 | 431 | 411
2019-02-27 20:00 | 375 | 349
2019-02-27 20:30 | 368 | 341
2019-02-27 21:00 | 345 | 316
2019-02-27 21:30 | 337 | 307
2019-02-27 22:00 | 328 | 297
2019-02-27 22:30 | 276 | 237
2019-02-27 23:00 | 269 | 228
2019-02-27 23:30 | 273 | 231
2019-02-28 | 273 | 232
2019-02-28 00:30 | 258 | 214
2019-02-28 01:00 | 276 | 232
2019-02-28 01:30 | 284 | 240
2019-02-28 02:00 | 278 | 234
2019-02-28 02:30 | 273 | 228
2019-02-28 03:00 | 267 | 219
2019-02-28 03:30 | 262 | 213
2019-02-28 04:00 | 251 | 200
2019-02-28 04:30 | 254 | 203
2019-02-28 05:00 | 252 | 200
2019-02-28 05:30 | 298 | 257
2019-02-28 06:00 | 329 | 293
2019-02-28 06:30 | 433 | 410
2019-02-28 07:00 | 479 | 461
2019-02-28 07:30 | 439 | 419
2019-02-28 08:00 | 448 | 429
2019-02-28 08:30 | 445 | 426
2019-02-28 09:00 | 457 | 439
2019-02-28 09:30 | 461 | 443
2019-02-28 10:00 | 479 | 464
2019-02-28 10:30 | 477 | 461
2019-02-28 11:00 | 458 | 441
2019-02-28 11:30 | 440 | 422
2019-02-28 12:00 | 431 | 412
2019-02-28 12:30 | 398 | 378
2019-02-28 13:00 | 437 | 419
2019-02-28 13:30 | 452 | 434
2019-02-28 14:00 | 458 | 441
2019-02-28 14:30 | 469 | 453
2019-02-28 15:00 | 501 | 481
2019-02-28 15:30 | 483 | 457
2019-02-28 16:00 | 449 | 419
2019-02-28 16:30 | 421 | 389
2019-02-28 17:00 | 399 | 376
2019-02-28 17:30 | 370 | 344
2019-02-28 18:00 | 366 | 341
2019-02-28 18:30 | 343 | 315
2019-02-28 19:00 | 343 | 317
2019-02-28 19:30 | 333 | 306
2019-02-28 20:00 | 322 | 293
2019-02-28 20:30 | 316 | 286
2019-02-28 21:00 | 300 | 268
2019-02-28 21:30 | 302 | 271
2019-02-28 22:00 | 292 | 260
2019-02-28 22:30 | 290 | 257
2019-02-28 23:00 | 304 | 272
2019-02-28 23:30 | 316 | 285
2019-03-01 | 304 | 271

## 18. Historic line rating
|  | 2016 Winter | 2016/17 Summer | 2017 Winter | 2017/18 Summer | 2018 Winter | 2018/19 Summer
PQ Rating (MVA) |  | 1770 | 1598 | 1770 | 1592 | 1782 | 1592
Feeders | 813 | 885 | 799 | 885 | 796 | 891 | 796
| 814 | 885 | 799 | 885 | 796 | 891 | 796

## 21. Annual constraint duration
Financial year
| 2020 | 2021 | 2022 | 2023 | 2024 | 2025 | 2026 | 2027 | 2028 | 2029 | 2030
Annual constrain duration (hours)

## 22. Constraint dur. (peak day)
Financial year
| 2020 | 2021 | 2022 | 2023 | 2024 | 2025 | 2026 | 2027 | 2028 | 2029 | 2030
Annual constrain duration (peak day, hours)